## Input Capital & Operating Costs
Input Capital and Operating costs in 2022 Dollars here.
They will be reflected as escalated dollars in the output sheet.
Capital Expenditures by Year
Year | Generation | Operating
| Hydro | Costs
62 yrs
8% CCA
2022 | 105000 | 222692.49
2023 | 6986000 | 222692.49
2024 | 0 | 222692.49
2025 | 0 | 222692.49
2026 | 0 | 222692.49
2027 | 0 | 222692.49
2028 | 0 | 222692.49
2029 | 0 | 222692.49
2030 | 0 | 222692.49
2031 | 35000 | 222692.49
2032 | 0 | 222692.49
2033 | 0 | 222692.49
2034 | 325000 | 222692.49
2035 | 0 | 222692.49
2036 | 370000 | 222692.49
2037 | 0 | 222692.49
2038 | 0 | 222692.49
2039 | 0 | 222692.49
2040 | 0 | 222692.49
2041 | 0 | 222692.49
2042 | 0 | 222692.49
2043 | 0 | 222692.49
2044 | 0 | 222692.49
2045 | 0 | 222692.49
2046 | 1225000 | 222692.49
2047 | 300000 | 222692.49
2048 | 0 | 222692.49
2049 | 0 | 222692.49
2050 | 0 | 222692.49
2051 | 0 | 222692.49
2052 | 0 | 222692.49
2053 | 0 | 222692.49
2054 | 0 | 222692.49
2055 | 0 | 222692.49
2056 | 0 | 222692.49
2057 | 0 | 222692.49
2058 | 0 | 222692.49
2059 | 0 | 222692.49
2060 | 0 | 222692.49
2061 | 0 | 222692.49
2062 | 0 | 222692.49
2063 | 0 | 222692.49
2064 | 0 | 222692.49
2065 | 0 | 222692.49
2066 | 0 | 222692.49
2067 | 0 | 222692.49
2068 | 0 | 222692.49
2069 | 0 | 222692.49
2070 | 0 | 222692.49
2071 | 0 | 222692.49
2072 | 0 | 222692.49
2073 | 0 | 222692.49
2074 | 0 | 222692.49
2075 | 0 | 222692.49
2076 | 0 | 222692.49
2077 | 0 | 222692.49
2078 | 0 | 222692.49
2079 | 0 | 222692.49
2080 | 0 | 222692.49
2081 | 0 | 222692.49
2082 | 0 | 222692.49
2083 | 0 | 222692.49
2084 | 0 | 222692.49
2085 | 0 | 222692.49
2086 | 0 | 222692.49
2087 | 0 | 222692.49
2088 | 0 | 222692.49
2089 | 0 | 222692.49
2090 | 0 | 222692.49
2091 | 0 | 222692.49
2092 | 0 | 222692.49
2093 | 0 | 222692.49
2094 | 0 | 222692.49
2095 | 0 | 222692.49
2096 | 0 | 222692.49
2097 | 0 | 222692.49
2098 | 0 | 222692.49
2099 | 0 | 222692.49
2100 | 0 | 222692.49
2101 | 0 | 222692.49
2102 | 0 | 222692.49

## Generation plant Input
Sandy Brook
All Operating costs should reflect cost escalations to 2022
Plant Production Information
Summary
Existing Plant Output |  | 27.55 | GWhrs | Estimated Normal Production
Generation Increase |  | 0 | GWhrs
New Plant Output |  | 27.55 | GWhrs
NP Output |  | 439.1 | GWhrs
Existing Plant Capacity |  | 6.31 | MW | (Available for Winter Peak)
Generation Increase |  | 0 | MW
New Plant Output |  | 6.31 | MW | (Available for Winter Peak)
Annual Operating Costs |  | See Operating Cost Table
Operating Savings
Revised Annual Costs
NOTES
1) Normalized Energy Production based on the results of the 2015 Water Management Study
2) Annual Cost Calculated Specific Plant Charges + % Of Hydro Operations based on annual Output
3) Ensure Gen Tax is included
4) Available for Winter Peak as reported to Hydro (based on capacity during capacity test)
Operating Cost Information
Operating Costs
| Plant Operating | Hydro Ops | Plant Portion of | Total | Escalation to 2022
| 51212 | 51201 | Hydro Ops |  |  | 2022 $
2016 | 65345.59 | 772213.78 | 48450.2155 | 113795.8055 | 1.1109 | 126415.4226
2017 | 75353.18 | 927212.07 | 58175.1139 | 133528.2939 | 1.0831 | 144625.7524
2018 | 91863.41 | 673257.95 | 42241.5316 | 134104.9416 | 1.0644 | 142737.7751
2019 | 95096.07 | 994294.91 | 62384.0236 | 157480.0936 | 1.0469 | 164865.2012
2020 | 87203.68 | 889714.91 | 55822.4682 | 145886.6711 | 1.041 | 151873.2989
5 year Average | 82972.386 | 851338.724 | 53414.6706 | 136387.0566 |  | 146103.49
|  |  |  | Water Rental Tax: |  | 76589
|  |  |  | Total Annual Operating Cost: |  | 222692.49
Water Rental Tax
2020 Estimated Water Rental Rate |  |  | 2.68
based on rate of 2.5 $/MWh established in 2016
Escalation 2021 | 1.74% |  | 2.7266
Escalation 2022 | 2.08% |  | 2.7833
Rounded Figure for 2022 |  |  | 2.78 | $/MWh
Normal Production |  |  | 27550
Total Water Rental Rate ($2022) |  |  | 76589
Escalation to 2022 based on Conference board of Canada's forecast for All Items Consumer price index.
Beyond 2022 assumes GDP Deflator forecast (Canada) is a reasonable approximation for forecast CPI
Escalation for converting historic operating costs to 2022 equivalent
Inflation adjustment taken from historic medium term all Canada GDP Deflator Forecast - February 24, 2021
| Index | Escalation to 2022
2010 | 0.95702 | 1.2023
2011 | 0.98796 | 1.1647
2012 | 0.99999 | 1.1507
2013 | 1.0174 | 1.131
2014 | 1.0372 | 1.1094
2015 | 1.0281 | 1.1192
2016 | 1.0358 | 1.1109
2017 | 1.0624 | 1.0831
2018 | 1.0811 | 1.0644
2019 | 1.0991 | 1.0469
2020 | 1.1053 | 1.041
2021 | 1.1309 | 1.0175
2022 | 1.1506 | 1
Note on B28: See Note 2
Note on B52: supersetup: As per Newfoundland and Labrador Water Power Rental Regulations under the Water Resources Act - All Items Canadian CPI https://assembly.nl.ca/Legislation/sr/Regulations/rc030064.htm
Note on C31: supersetup: Does Not Include Taxes
Note on E8: SEE NOTE 1
Note on E9: SEE NOTE 1
Note on E10: SEE NOTE 1
Note on E11: See Note 1
Note on E13: SEE NOTE 1
Note on F37: supersetup: Based on Normals

## Marginal Supply Costs
Marginal Cost Projection 2022 - 2040
Island Interconnected System
at Hydro's Delivery Point to NP | [7 empty] | Plant Production
Source: 2020 Marginal Cost Update Master | [7 empty] | Source: Hourly Hydro Prod Input for NPV - for appropriate hydro Plant
| Energy Supply Costs |  |  | Capacity Costs |  |  |  | Plant Production Splits |  |  | Weighted Export Energy Supply Cost | Weighted Generation Capacity Total (Run of River)
| Winter |  | Non-Winter | Winter |  | Non-Winter |  | Winter |  | Non-Winter
Year | On-Peak | Off-Peak | All hours | On-Peak | Off-Peak | All hours | Generation | On-Peak | Off-Peak | All hours
| $/MWh | $/MWh | $/MWh | $/MWh | $/MWh | $/MWh | $/kW·yr |  |  |  | $/MWh | $/MWh
2022 | 72.8642 | 59.5058 | 26.5072 | 130.9115 | 63.551 | 1.358 | 285.7146 | 16% | 15% | 69% | 38.8741 | 31.4155
2023 | 64.5256 | 52.1521 | 23.712 | 135.5402 | 65.8173 | 1.3927 | 292.1476 | 16% | 15% | 69% | 34.5082 | 32.52
2024 | 63.4466 | 52.1458 | 24.8422 | 138.5554 | 67.2815 | 1.4238 | 299.7039 | 16% | 15% | 69% | 35.1145 | 33.2435
2025 | 62.0958 | 51.901 | 26.6551 | 141.6384 | 68.7787 | 1.4555 | 306.6148 | 16% | 15% | 69% | 36.1125 | 33.9833
2026 | 68.6948 | 58.7177 | 27.2675 | 144.7909 | 70.3096 | 1.488 | 312.305 | 16% | 15% | 69% | 38.6134 | 34.7397
2027 | 70.9842 | 61.1841 | 28.1758 | 148.0143 | 71.875 | 1.5213 | 318.7539 | 16% | 15% | 69% | 39.9763 | 35.5132
2028 | 73.5429 | 64.2037 | 31.2738 | 151.3103 | 73.4757 | 1.5553 | 326.3808 | 16% | 15% | 69% | 42.9764 | 36.3041
2029 | 77.1841 | 66.5641 | 36.5274 | 154.6806 | 75.1124 | 1.59 | 334.7899 | 16% | 15% | 69% | 47.538 | 37.1129
2030 | 78.5235 | 67.7191 | 37.1613 | 157.3648 | 76.4158 | 1.6176 | 340.5994 | 16% | 15% | 69% | 48.3629 | 37.7569
2031 | 79.8967 | 68.9034 | 37.8111 | 160.1166 | 77.7521 | 1.6459 | 346.5555 | 16% | 15% | 69% | 49.2087 | 38.4171
2032 | 81.2826 | 70.0986 | 38.4671 | 162.8942 | 79.1008 | 1.6745 | 352.5673 | 16% | 15% | 69% | 50.0623 | 39.0836
2033 | 82.6865 | 71.3093 | 39.1314 | 165.7076 | 80.467 | 1.7034 | 358.6565 | 16% | 15% | 69% | 50.9269 | 39.7586
2034 | 84.1099 | 72.5369 | 39.8051 | 168.5602 | 81.8522 | 1.7327 | 364.8308 | 16% | 15% | 69% | 51.8036 | 40.443
2035 | 85.5533 | 73.7816 | 40.4881 | 171.4527 | 83.2568 | 1.7624 | 371.0913 | 16% | 15% | 69% | 52.6926 | 41.137
2036 | 87.0295 | 75.0548 | 41.1868 | 174.4112 | 84.6935 | 1.7928 | 377.4946 | 16% | 15% | 69% | 53.6018 | 41.8469
2037 | 88.514 | 76.335 | 41.8893 | 177.3861 | 86.1381 | 1.8234 | 383.9336 | 16% | 15% | 69% | 54.5161 | 42.5607
2038 | 90.034 | 77.6459 | 42.6086 | 180.4324 | 87.6173 | 1.8547 | 390.5268 | 16% | 15% | 69% | 55.4523 | 43.2915
2039 | 91.563 | 78.9645 | 43.3322 | 183.4965 | 89.1053 | 1.8862 | 397.1589 | 16% | 15% | 69% | 56.394 | 44.0267
2040 | 93.1341 | 80.3194 | 44.0757 | 186.645 | 90.6341 | 1.9186 | 403.9734 | 16% | 15% | 69% | 57.3616 | 44.7822
2041 | 94.729 | 81.6948 | 44.8305 | 189.8413 | 92.1863 | 1.9515 | 410.8915 | 16% | 15% | 69% | 58.3439 | 45.5491
2042 | 96.3512 | 83.0939 | 45.5983 | 193.0924 | 93.765 | 1.9849 | 417.9281 | 16% | 15% | 69% | 59.3431 | 46.3291
2043 | 98.0013 | 84.5169 | 46.3792 | 196.3991 | 95.3707 | 2.0189 | 425.0852 | 16% | 15% | 69% | 60.3593 | 47.1225
2044 | 99.6796 | 85.9642 | 47.1734 | 199.7625 | 97.004 | 2.0534 | 432.3648 | 16% | 15% | 69% | 61.393 | 47.9295
2045 | 101.3866 | 87.4364 | 47.9813 | 203.1834 | 98.6652 | 2.0886 | 439.7691 | 16% | 15% | 69% | 62.4444 | 48.7503
2046 | 103.1228 | 88.9338 | 48.8029 | 206.663 | 100.3548 | 2.1244 | 447.3002 | 16% | 15% | 69% | 63.5137 | 49.5851
2047 | 104.8888 | 90.4568 | 49.6387 | 210.2021 | 102.0734 | 2.1607 | 454.9603 | 16% | 15% | 69% | 64.6014 | 50.4343
2048 | 106.6851 | 92.0058 | 50.4888 | 213.8019 | 103.8214 | 2.1977 | 462.7516 | 16% | 15% | 69% | 65.7077 | 51.298
2049 | 108.5121 | 93.5815 | 51.3534 | 217.4633 | 105.5994 | 2.2354 | 470.6763 | 16% | 15% | 69% | 66.833 | 52.1764
2050 | 110.3704 | 95.1841 | 52.2328 | 221.1874 | 107.4078 | 2.2737 | 478.7367 | 16% | 15% | 69% | 67.9775 | 53.07
2051 | 112.2605 | 96.8141 | 53.1273 | 224.9752 | 109.2472 | 2.3126 | 486.9351 | 16% | 15% | 69% | 69.1416 | 53.9788
2052 | 114.1829 | 98.472 | 54.0371 | 228.828 | 111.118 | 2.3522 | 495.274 | 16% | 15% | 69% | 70.3257 | 54.9032
2053 | 116.1383 | 100.1584 | 54.9625 | 232.7467 | 113.021 | 2.3925 | 503.7556 | 16% | 15% | 69% | 71.53 | 55.8434
2054 | 118.1272 | 101.8736 | 55.9038 | 236.7325 | 114.9565 | 2.4335 | 512.3825 | 16% | 15% | 69% | 72.755 | 56.7998
2055 | 120.1502 | 103.6182 | 56.8611 | 240.7866 | 116.9251 | 2.4751 | 521.1571 | 16% | 15% | 69% | 74.0009 | 57.7725
2056 | 122.2078 | 105.3927 | 57.8349 | 244.9101 | 118.9275 | 2.5175 | 530.082 | 16% | 15% | 69% | 75.2682 | 58.7618
2057 | 124.3006 | 107.1976 | 58.8253 | 249.1042 | 120.9641 | 2.5606 | 539.1597 | 16% | 15% | 69% | 76.5572 | 59.7681
2058 | 126.4293 | 109.0333 | 59.8327 | 253.3701 | 123.0356 | 2.6045 | 548.3929 | 16% | 15% | 69% | 77.8683 | 60.7917
2059 | 128.5944 | 110.9006 | 60.8574 | 257.7091 | 125.1426 | 2.6491 | 557.7842 | 16% | 15% | 69% | 79.2018 | 61.8327
2060 | 130.7966 | 112.7997 | 61.8996 | 262.1225 | 127.2857 | 2.6945 | 567.3364 | 16% | 15% | 69% | 80.5581 | 62.8916
2061 | 133.0365 | 114.7315 | 62.9596 | 266.6113 | 129.4655 | 2.7406 | 577.0521 | 16% | 15% | 69% | 81.9377 | 63.9687
2062 | 135.3148 | 116.6963 | 64.0378 | 271.1771 | 131.6826 | 2.7875 | 586.9342 | 16% | 15% | 69% | 83.3409 | 65.0641
2063 | 137.632 | 118.6947 | 65.1344 | 275.8211 | 133.9377 | 2.8353 | 596.9856 | 16% | 15% | 69% | 84.7681 | 66.1784
2064 | 139.989 | 120.7274 | 66.2499 | 280.5445 | 136.2314 | 2.8838 | 607.209 | 16% | 15% | 69% | 86.2198 | 67.3117
2065 | 142.3863 | 122.7948 | 67.3844 | 285.3489 | 138.5644 | 2.9332 | 617.6076 | 16% | 15% | 69% | 87.6963 | 68.4644
2066 | 144.8247 | 124.8977 | 68.5384 | 290.2355 | 140.9373 | 2.9834 | 628.1842 | 16% | 15% | 69% | 89.1981 | 69.6369
2067 | 147.3049 | 127.0366 | 69.7121 | 295.2059 | 143.3509 | 3.0345 | 638.9419 | 16% | 15% | 69% | 90.7256 | 70.8294
2068 | 149.8275 | 129.2121 | 70.9059 | 300.2613 | 145.8058 | 3.0865 | 649.8839 | 16% | 15% | 69% | 92.2793 | 72.0424
2069 | 152.3933 | 131.4249 | 72.1202 | 305.4033 | 148.3028 | 3.1394 | 661.0133 | 16% | 15% | 69% | 93.8596 | 73.2761
2070 | 155.0031 | 133.6756 | 73.3553 | 310.6334 | 150.8425 | 3.1931 | 672.3332 | 16% | 15% | 69% | 95.467 | 74.531
2071 | 157.6575 | 135.9648 | 74.6115 | 315.9531 | 153.4257 | 3.2478 | 683.847 | 16% | 15% | 69% | 97.1019 | 75.8073
2072 | 160.3574 | 138.2932 | 75.8892 | 321.3638 | 156.0531 | 3.3034 | 695.558 | 16% | 15% | 69% | 98.7648 | 77.1055
2073 | 163.1036 | 140.6615 | 77.1889 | 326.8672 | 158.7256 | 3.36 | 707.4696 | 16% | 15% | 69% | 100.4561 | 78.426
2074 | 165.8968 | 143.0703 | 78.5107 | 332.4649 | 161.4438 | 3.4175 | 719.5851 | 16% | 15% | 69% | 102.1764 | 79.769
2075 | 168.7378 | 145.5205 | 79.8552 | 338.1584 | 164.2085 | 3.4761 | 731.9081 | 16% | 15% | 69% | 103.9262 | 81.1351
2076 | 171.6274 | 148.0125 | 81.2228 | 343.9494 | 167.0206 | 3.5356 | 744.4421 | 16% | 15% | 69% | 105.706 | 82.5245
2077 | 174.5666 | 150.5472 | 82.6137 | 349.8396 | 169.8809 | 3.5961 | 757.1908 | 16% | 15% | 69% | 107.5162 | 83.9378
2078 | 177.556 | 153.1254 | 84.0285 | 355.8306 | 172.7901 | 3.6577 | 770.1578 | 16% | 15% | 69% | 109.3574 | 85.3752
2079 | 180.5967 | 155.7477 | 85.4675 | 361.9243 | 175.7491 | 3.7204 | 783.3469 | 16% | 15% | 69% | 111.2302 | 86.8373
2080 | 183.6895 | 158.4149 | 86.9311 | 368.1223 | 178.7589 | 3.7841 | 796.7618 | 16% | 15% | 69% | 113.135 | 88.3244
2081 | 186.8352 | 161.1278 | 88.4199 | 374.4264 | 181.8201 | 3.8489 | 810.4065 | 16% | 15% | 69% | 115.0725 | 89.837
2082 | 190.0348 | 163.8871 | 89.9341 | 380.8385 | 184.9338 | 3.9148 | 824.2848 | 16% | 15% | 69% | 117.0431 | 91.3754
2083 | 193.2891 | 166.6937 | 91.4742 | 387.3605 | 188.1009 | 3.9818 | 838.4008 | 16% | 15% | 69% | 119.0475 | 92.9403
2084 | 196.5992 | 169.5484 | 93.0407 | 393.9941 | 191.3221 | 4.05 | 852.7586 | 16% | 15% | 69% | 121.0862 | 94.5319
2085 | 199.966 | 172.4519 | 94.634 | 400.7413 | 194.5985 | 4.1194 | 867.3622 | 16% | 15% | 69% | 123.1598 | 96.1508
2086 | 203.3905 | 175.4052 | 96.2547 | 407.604 | 197.9311 | 4.1899 | 882.2159 | 16% | 15% | 69% | 125.269 | 97.7973
2087 | 206.8736 | 178.409 | 97.903 | 414.5843 | 201.3207 | 4.2617 | 897.324 | 16% | 15% | 69% | 127.4142 | 99.4721
2088 | 210.4163 | 181.4643 | 99.5796 | 421.6841 | 204.7683 | 4.3346 | 912.6908 | 16% | 15% | 69% | 129.5962 | 101.1756
2089 | 214.0197 | 184.5719 | 101.285 | 428.9055 | 208.275 | 4.4089 | 928.3208 | 16% | 15% | 69% | 131.8156 | 102.9083
2090 | 217.6848 | 187.7327 | 103.0195 | 436.2506 | 211.8417 | 4.4844 | 944.2184 | 16% | 15% | 69% | 134.0729 | 104.6706
2091 | 221.4127 | 190.9477 | 104.7837 | 443.7215 | 215.4696 | 4.5612 | 960.3883 | 16% | 15% | 69% | 136.3689 | 106.4631
2092 | 225.2045 | 194.2177 | 106.5781 | 451.3203 | 219.1595 | 4.6393 | 976.8351 | 16% | 15% | 69% | 138.7043 | 108.2863
2093 | 229.0611 | 197.5437 | 108.4033 | 459.0492 | 222.9127 | 4.7187 | 993.5635 | 16% | 15% | 69% | 141.0796 | 110.1407
2094 | 232.9838 | 200.9266 | 110.2597 | 466.9105 | 226.7301 | 4.7995 | 1010.5785 | 16% | 15% | 69% | 143.4956 | 112.0269
2095 | 236.9737 | 204.3675 | 112.1479 | 474.9064 | 230.6129 | 4.8817 | 1027.8848 | 16% | 15% | 69% | 145.953 | 113.9454
2096 | 241.0319 | 207.8674 | 114.0685 | 483.0392 | 234.5621 | 4.9653 | 1045.4874 | 16% | 15% | 69% | 148.4525 | 115.8967
2097 | 245.1596 | 211.4271 | 116.0219 | 491.3114 | 238.5791 | 5.0504 | 1063.3916 | 16% | 15% | 69% | 150.9947 | 117.8814
2098 | 249.358 | 215.0478 | 118.0088 | 499.7251 | 242.6648 | 5.1369 | 1081.6023 | 16% | 15% | 69% | 153.5805 | 119.9002
2099 | 253.6283 | 218.7306 | 120.0297 | 508.283 | 246.8204 | 5.2248 | 1100.1249 | 16% | 15% | 69% | 156.2106 | 121.9535
2100 | 257.9717 | 222.4764 | 122.0853 | 516.9874 | 251.0473 | 5.3143 | 1118.9647 | 16% | 15% | 69% | 158.8858 | 124.042
2101 | 262.3895 | 226.2863 | 124.176 | 525.8409 | 255.3465 | 5.4053 | 1138.1272 | 16% | 15% | 69% | 161.6067 | 126.1662
2102 | 266.883 | 230.1615 | 126.3025 | 534.846 | 259.7193 | 5.4979 | 1157.6178 | 16% | 15% | 69% | 164.3743 | 128.3268
Notes
2020 - 2029 Based on Marginal Cost Projection from Hydro's Marginal Cost Update, April 2020
After 2029 Based on Cost Escalation Factor from Escalation Sheet

## Escalation Sheet
GDP Deflator (All canada)
Year | Index | (% over previous year) | Escalated Amount
2022 | 1 |  | 100
2023 | 1.0167 | 1.666% | 101.6664
2024 | 1.033 | 1.603% | 103.2959
2025 | 1.0491 | 1.558% | 104.9057
2026 | 1.0679 | 1.794% | 106.7874
2027 | 1.0867 | 1.763% | 108.6699
2028 | 1.1058 | 1.762% | 110.5848
2029 | 1.1253 | 1.757% | 112.5279
2030 | 1.1448 | 1.735% | 114.4806
2031 | 1.1648 | 1.749% | 116.4825
2032 | 1.185 | 1.735% | 118.5031
2033 | 1.2055 | 1.727% | 120.5498
2034 | 1.2263 | 1.722% | 122.6251
2035 | 1.2473 | 1.716% | 124.7293
2036 | 1.2688 | 1.726% | 126.8816
2037 | 1.2905 | 1.706% | 129.0458
2038 | 1.3126 | 1.717% | 131.2619
2039 | 1.3349 | 1.698% | 133.491
2040 | 1.3578 | 1.716% | 135.7815
2041 | 1.3811 | 1.713% | 138.1068
2042 | 1.4047 | 1.713% | 140.4719
2043 | 1.4288 | 1.713% | 142.8775
2044 | 1.4532 | 1.713% | 145.3243
2045 | 1.4781 | 1.713% | 147.813
2046 | 1.5034 | 1.713% | 150.3443
2047 | 1.5292 | 1.713% | 152.919
2048 | 1.5554 | 1.713% | 155.5377
2049 | 1.582 | 1.713% | 158.2013
2050 | 1.6091 | 1.713% | 160.9106
2051 | 1.6367 | 1.713% | 163.6662
2052 | 1.6647 | 1.713% | 166.469
2053 | 1.6932 | 1.713% | 169.3198
2054 | 1.7222 | 1.713% | 172.2194
2055 | 1.7517 | 1.713% | 175.1687
2056 | 1.7817 | 1.713% | 178.1685
2057 | 1.8122 | 1.713% | 181.2197
2058 | 1.8432 | 1.713% | 184.3231
2059 | 1.8748 | 1.713% | 187.4796
2060 | 1.9069 | 1.713% | 190.6902
2061 | 1.9396 | 1.713% | 193.9558
2062 | 1.9728 | 1.713% | 197.2774
2063 | 2.0066 | 1.713% | 200.6558
2064 | 2.0409 | 1.713% | 204.092
2065 | 2.0759 | 1.713% | 207.5871
2066 | 2.1114 | 1.713% | 211.1421
2067 | 2.1476 | 1.713% | 214.7579
2068 | 2.1844 | 1.713% | 218.4357
2069 | 2.2218 | 1.713% | 222.1765
2070 | 2.2598 | 1.713% | 225.9813
2071 | 2.2985 | 1.713% | 229.8512
2072 | 2.3379 | 1.713% | 233.7875
2073 | 2.3779 | 1.713% | 237.7911
2074 | 2.4186 | 1.713% | 241.8633
2075 | 2.4601 | 1.713% | 246.0053
2076 | 2.5022 | 1.713% | 250.2181
2077 | 2.545 | 1.713% | 254.5032
2078 | 2.5886 | 1.713% | 258.8616
2079 | 2.6329 | 1.713% | 263.2946
2080 | 2.678 | 1.713% | 267.8036
2081 | 2.7239 | 1.713% | 272.3897
2082 | 2.7705 | 1.713% | 277.0545
2083 | 2.818 | 1.713% | 281.7991
2084 | 2.8662 | 1.713% | 286.6249
2085 | 2.9153 | 1.713% | 291.5334
2086 | 2.9653 | 1.713% | 296.526
2087 | 3.016 | 1.713% | 301.604
2088 | 3.0677 | 1.713% | 306.769
2089 | 3.1202 | 1.713% | 312.0225
2090 | 3.1737 | 1.713% | 317.3659
2091 | 3.228 | 1.713% | 322.8009
2092 | 3.2833 | 1.713% | 328.3289
2093 | 3.3395 | 1.713% | 333.9516
2094 | 3.3967 | 1.713% | 339.6705
2095 | 3.4549 | 1.713% | 345.4874
2096 | 3.514 | 1.713% | 351.404
2097 | 3.5742 | 1.713% | 357.4218
2098 | 3.6354 | 1.713% | 363.5427
2099 | 3.6977 | 1.713% | 369.7684
2100 | 3.761 | 1.713% | 376.1008
2101 | 3.8254 | 1.713% | 382.5416
2102 | 3.8909 | 1.713% | 389.0926
2103 |  | -100% | 0
Notes:
2022 - 2025 | Escalation from Conference Board of Canada's medium term forecast of the Implicit Price Deflator: G.D.P at Market Price for Canada. Dated February, 24 2021
2026 - 2040 | Escalation from Conference Board of Canada's long term forecast of the Implicit Price Deflator: G.D.P at Market Price for Canada. Dated December 5, 2019.
2041 and Beyond | Escalation based on average % escalation from 2041 - 2044.

## Gen H 8%CCA
GENERATION EXPENDITURES
CONVERSION FROM CAPITAL EXPENDITURES TO REVENUE REQUIREMENT
DO NOT MODIFY ENTRIES IN THIS SHEET
Capital Expenditures linked to OUTPUT Sheet
Revenue Requirement values linked back to Levelized Revenue Req Sheet
YEAR: |  | 2022 | 2023 | 2024 | 2025 | 2026 | 2027 | 2028 | 2029 | 2030 | 2031 | 2032 | 2033 | 2034 | 2035 | 2036 | 2037 | 2038 | 2039 | 2040 | 2041 | 2042 | 2043 | 2044 | 2045 | 2046 | 2047 | 2048 | 2049 | 2050 | 2051 | 2052 | 2053 | 2054 | 2055 | 2056 | 2057 | 2058 | 2059 | 2060 | 2061 | 2062 | 2063 | 2064 | 2065 | 2066 | 2067 | 2068 | 2069 | 2070 | 2071 | 2072 | 2073 | 2074 | 2075 | 2076 | 2077 | 2078 | 2079 | 2080 | 2081
Capital Expenditure: |  | 105000 | 6986000 | 0 | 0 | 0 | 0 | 0 | 0 | 0 | 40768.876 | 0 | 0 | 398531.5298 | 0 | 469461.911 | 0 | 0 | 0 | 0 | 0 | 0 | 0 | 0 | 0 | 1841717.6538 | 458756.9018 | 0 | 0 | 0 | 0 | 0 | 0 | 0 | 0 | 0 | 0 | 0 | 0 | 0 | 0 | 0 | 0 | 0 | 0 | 0 | 0 | 0 | 0 | 0 | 0 | 0 | 0 | 0 | 0 | 0 | 0 | 0 | 0 | 0 | 0 |  | 10300236.8724
Annual Revenue Requirement for $100 Generation Asset
2022 | 8.2972 | 2022: 8712.0935 |  | 8712.0935
2023 | 9.0137 | 2022: 9464.3708; 2023: 579644.6228 |  | 589108.9936
2024 | 8.7575 | 2022: 9195.3864; 2023: 629696.1386; 2024: 0 |  | 638891.525
2025 | 8.5134 | 2022: 8939.0894; 2023: 611799.7078; 2024: 0; 2025: 0 |  | 620738.7972
2026 | 8.2804 | 2022: 8694.4649; 2023: 594747.4148; 2024: 0; 2025: 0; 2026: 0 |  | 603441.8796
2027 | 8.0577 | 2022: 8460.579; 2023: 578471.7285; 2024: 0; 2025: 0; 2026: 0; 2027: 0 |  | 586932.3075
2028 | 7.8444 | 2022: 8236.5726; 2023: 562910.5204; 2024: 0; 2025: 0; 2026: 0; 2027: 0; 2028: 0 |  | 571147.0931
2029 | 7.6397 | 2022: 8021.6555; 2023: 548006.6323; 2024: 0; 2025: 0; 2026: 0; 2027: 0; 2028: 0; 2029: 0 |  | 556028.2878
2030 | 7.443 | 2022: 7815.1004; 2023: 533707.4786; 2024: 0; 2025: 0; 2026: 0; 2027: 0; 2028: 0; 2029: 0; 2030: 0 |  | 541522.579
2031 | 7.2536 | 2022: 7616.2384; 2023: 519964.6805; 2024: 0; 2025: 0; 2026: 0; 2027: 0; 2028: 0; 2029: 0; 2030: 0; 2031: 3382.6882 |  | 530963.6071
2032 | 7.0709 | 2022: 7424.4541; 2023: 506733.7295; 2024: 0; 2025: 0; 2026: 0; 2027: 0; 2028: 0; 2029: 0; 2030: 0; 2031: 3674.7787; 2032: 0 |  | 517832.9622
2033 | 6.8945 | 2022: 7239.1812; 2023: 493973.6779; 2024: 0; 2025: 0; 2026: 0; 2027: 0; 2028: 0; 2029: 0; 2030: 0; 2031: 3570.3387; 2032: 0; 2033: 0 |  | 504783.1978
2034 | 6.7237 | 2022: 7059.8988; 2023: 481646.8538; 2024: 0; 2025: 0; 2026: 0; 2027: 0; 2028: 0; 2029: 0; 2030: 0; 2031: 3470.825; 2032: 0; 2033: 0; 2034: 33067.0853 |  | 525244.663
2035 | 6.5582 | 2022: 6886.1277; 2023: 469718.5989; 2024: 0; 2025: 0; 2026: 0; 2027: 0; 2028: 0; 2029: 0; 2030: 0; 2031: 3375.8434; 2032: 0; 2033: 0; 2034: 35922.3827; 2035: 0 |  | 515902.9527
2036 | 6.3975 | 2022: 6717.4269; 2023: 458157.0277; 2024: 0; 2025: 0; 2026: 0; 2027: 0; 2028: 0; 2029: 0; 2030: 0; 2031: 3285.0314; 2032: 0; 2033: 0; 2034: 34901.442; 2035: 0; 2036: 38952.3436 |  | 542013.2716
2037 | 6.2413 | 2022: 6553.3909; 2023: 446932.8056; 2024: 0; 2025: 0; 2026: 0; 2027: 0; 2028: 0; 2029: 0; 2030: 0; 2031: 3198.0553; 2032: 0; 2033: 0; 2034: 33928.6569; 2035: 0; 2036: 42315.8249; 2037: 0 |  | 532928.7336
2038 | 6.0892 | 2022: 6393.6465; 2023: 436018.9445; 2024: 0; 2025: 0; 2026: 0; 2027: 0; 2028: 0; 2029: 0; 2030: 0; 2031: 3114.6084; 2032: 0; 2033: 0; 2034: 33000.175; 2035: 0; 2036: 41113.1778; 2037: 0; 2038: 0 |  | 519640.5522
2039 | 5.9408 | 2022: 6237.8503; 2023: 425390.6156; 2024: 0; 2025: 0; 2026: 0; 2027: 0; 2028: 0; 2029: 0; 2030: 0; 2031: 3034.4082; 2032: 0; 2033: 0; 2034: 32112.4522; 2035: 0; 2036: 39967.2571; 2037: 0; 2038: 0; 2039: 0 |  | 506742.5834
2040 | 5.7959 | 2022: 6085.6865; 2023: 415024.9763; 2024: 0; 2025: 0; 2026: 0; 2027: 0; 2028: 0; 2029: 0; 2030: 0; 2031: 2957.195; 2032: 0; 2033: 0; 2034: 31262.2275; 2035: 0; 2036: 38873.5246; 2037: 0; 2038: 0; 2039: 0; 2040: 0 |  | 494203.6101
2041 | 5.6542 | 2022: 5936.8645; 2023: 404901.0115; 2024: 0; 2025: 0; 2026: 0; 2027: 0; 2028: 0; 2029: 0; 2030: 0; 2031: 2882.73; 2032: 0; 2033: 0; 2034: 30446.5013; 2035: 0; 2036: 37827.8054; 2037: 0; 2038: 0; 2039: 0; 2040: 0; 2041: 0 |  | 481994.9128
2042 | 5.5153 | 2022: 5791.117; 2023: 394999.3872; 2024: 0; 2025: 0; 2026: 0; 2027: 0; 2028: 0; 2029: 0; 2030: 0; 2031: 2810.7931; 2032: 0; 2033: 0; 2034: 29662.5135; 2035: 0; 2036: 36826.2584; 2037: 0; 2038: 0; 2039: 0; 2040: 0; 2041: 0; 2042: 0 |  | 470090.0692
2043 | 5.3792 | 2022: 5648.1979; 2023: 385302.3162; 2024: 0; 2025: 0; 2026: 0; 2027: 0; 2028: 0; 2029: 0; 2030: 0; 2031: 2741.1823; 2032: 0; 2033: 0; 2034: 28907.7252; 2035: 0; 2036: 35865.3497; 2037: 0; 2038: 0; 2039: 0; 2040: 0; 2041: 0; 2042: 0; 2043: 0 |  | 458464.7713
2044 | 5.2456 | 2022: 5507.8811; 2023: 375793.4342; 2024: 0; 2025: 0; 2026: 0; 2027: 0; 2028: 0; 2029: 0; 2030: 0; 2031: 2673.7113; 2032: 0; 2033: 0; 2034: 28179.8004; 2035: 0; 2036: 34941.8283; 2037: 0; 2038: 0; 2039: 0; 2040: 0; 2041: 0; 2042: 0; 2043: 0; 2044: 0 |  | 447096.6552
2045 | 5.1142 | 2022: 5369.9582; 2023: 366457.686; 2024: 0; 2025: 0; 2026: 0; 2027: 0; 2028: 0; 2029: 0; 2030: 0; 2031: 2608.209; 2032: 0; 2033: 0; 2034: 27476.59; 2035: 0; 2036: 34052.7033; 2037: 0; 2038: 0; 2039: 0; 2040: 0; 2041: 0; 2042: 0; 2043: 0; 2044: 0; 2045: 0 |  | 435965.1465
2046 | 4.985 | 2022: 5234.2379; 2023: 357281.221; 2024: 0; 2025: 0; 2026: 0; 2027: 0; 2028: 0; 2029: 0; 2030: 0; 2031: 2544.5179; 2032: 0; 2033: 0; 2034: 26796.1168; 2035: 0; 2036: 33195.2229; 2037: 0; 2038: 0; 2039: 0; 2040: 0; 2041: 0; 2042: 0; 2043: 0; 2044: 0; 2045: 0; 2046: 152811.5853 |  | 577862.9018
2047 | 4.8577 | 2022: 5100.5439; 2023: 348251.2965; 2024: 0; 2025: 0; 2026: 0; 2027: 0; 2028: 0; 2029: 0; 2030: 0; 2031: 2482.4932; 2032: 0; 2033: 0; 2034: 26136.5619; 2035: 0; 2036: 32366.8555; 2037: 0; 2038: 0; 2039: 0; 2040: 0; 2041: 0; 2042: 0; 2043: 0; 2044: 0; 2045: 0; 2046: 166006.6555; 2047: 38064.1241 |  | 618408.5306
2048 | 4.7321 | 2022: 4968.7141; 2023: 339356.1893; 2024: 0; 2025: 0; 2026: 0; 2027: 0; 2028: 0; 2029: 0; 2030: 0; 2031: 2422.0014; 2032: 0; 2033: 0; 2034: 25496.2517; 2035: 0; 2036: 31565.2721; 2037: 0; 2038: 0; 2039: 0; 2040: 0; 2041: 0; 2042: 0; 2043: 0; 2044: 0; 2045: 0; 2046: 161288.6233; 2047: 41350.9089; 2048: 0 |  | 606447.9609
2049 | 4.6082 | 2022: 4838.5994; 2023: 330585.114; 2024: 0; 2025: 0; 2026: 0; 2027: 0; 2028: 0; 2029: 0; 2030: 0; 2031: 2362.92; 2032: 0; 2033: 0; 2034: 24873.6469; 2035: 0; 2036: 30788.3301; 2037: 0; 2038: 0; 2039: 0; 2040: 0; 2041: 0; 2042: 0; 2043: 0; 2044: 0; 2045: 0; 2046: 156793.131; 2047: 40175.6854; 2048: 0; 2049: 0 |  | 590417.4268
2050 | 4.4858 | 2022: 4710.0626; 2023: 321928.148; 2024: 0; 2025: 0; 2026: 0; 2027: 0; 2028: 0; 2029: 0; 2030: 0; 2031: 2305.1361; 2032: 0; 2033: 0; 2034: 24267.3308; 2035: 0; 2036: 30034.058; 2037: 0; 2038: 0; 2039: 0; 2040: 0; 2041: 0; 2042: 0; 2043: 0; 2044: 0; 2045: 0; 2046: 152502.3754; 2047: 39055.8948; 2048: 0; 2049: 0; 2050: 0 |  | 574803.0057
2051 | 4.3647 | 2022: 4582.9773; 2023: 313376.1626; 2024: 0; 2025: 0; 2026: 0; 2027: 0; 2028: 0; 2029: 0; 2030: 0; 2031: 2248.546; 2032: 0; 2033: 0; 2034: 23676.0004; 2035: 0; 2036: 29300.6423; 2037: 0; 2038: 0; 2039: 0; 2040: 0; 2041: 0; 2042: 0; 2043: 0; 2044: 0; 2045: 0; 2046: 148399.9775; 2047: 37987.1025; 2048: 0; 2049: 0; 2050: 0; 2051: 0 |  | 559571.4086
2052 | 4.245 | 2022: 4457.2276; 2023: 304920.7594; 2024: 0; 2025: 0; 2026: 0; 2027: 0; 2028: 0; 2029: 0; 2030: 0; 2031: 2193.0541; 2032: 0; 2033: 0; 2034: 23098.4568; 2035: 0; 2036: 28586.4144; 2037: 0; 2038: 0; 2039: 0; 2040: 0; 2041: 0; 2042: 0; 2043: 0; 2044: 0; 2045: 0; 2046: 144470.8688; 2047: 36965.2285; 2048: 0; 2049: 0; 2050: 0; 2051: 0; 2052: 0 |  | 544692.0097
2053 | 4.1264 | 2022: 4332.7066; 2023: 296554.2117; 2024: 0; 2025: 0; 2026: 0; 2027: 0; 2028: 0; 2029: 0; 2030: 0; 2031: 2138.5726; 2032: 0; 2033: 0; 2034: 22533.5972; 2035: 0; 2036: 27889.8395; 2037: 0; 2038: 0; 2039: 0; 2040: 0; 2041: 0; 2042: 0; 2043: 0; 2044: 0; 2045: 0; 2046: 140701.186; 2047: 35986.5194; 2048: 0; 2049: 0; 2050: 0; 2051: 0; 2052: 0; 2053: 0 |  | 530136.633
2054 | 4.0089 | 2022: 4209.3159; 2023: 288269.4112; 2024: 0; 2025: 0; 2026: 0; 2027: 0; 2028: 0; 2029: 0; 2030: 0; 2031: 2085.0206; 2032: 0; 2033: 0; 2034: 21980.4067; 2035: 0; 2036: 27209.5051; 2037: 0; 2038: 0; 2039: 0; 2040: 0; 2041: 0; 2042: 0; 2043: 0; 2044: 0; 2045: 0; 2046: 137078.1751; 2047: 35047.5221; 2048: 0; 2049: 0; 2050: 0; 2051: 0; 2052: 0; 2053: 0; 2054: 0 |  | 515879.3567
2055 | 3.8923 | 2022: 4086.9652; 2023: 280059.818; 2024: 0; 2025: 0; 2026: 0; 2027: 0; 2028: 0; 2029: 0; 2030: 0; 2031: 2032.3238; 2032: 0; 2033: 0; 2034: 21437.9519; 2035: 0; 2036: 26544.1121; 2037: 0; 2038: 0; 2039: 0; 2040: 0; 2041: 0; 2042: 0; 2043: 0; 2044: 0; 2045: 0; 2046: 133590.1024; 2047: 34145.0595; 2048: 0; 2049: 0; 2050: 0; 2051: 0; 2052: 0; 2053: 0; 2054: 0; 2055: 0 |  | 501896.3329
2056 | 3.7767 | 2022: 3965.5712; 2023: 271919.4156; 2024: 0; 2025: 0; 2026: 0; 2027: 0; 2028: 0; 2029: 0; 2030: 0; 2031: 1980.4137; 2032: 0; 2033: 0; 2034: 20905.3739; 2035: 0; 2036: 25892.4652; 2037: 0; 2038: 0; 2039: 0; 2040: 0; 2041: 0; 2042: 0; 2043: 0; 2044: 0; 2045: 0; 2046: 130226.1728; 2047: 33276.209; 2048: 0; 2049: 0; 2050: 0; 2051: 0; 2052: 0; 2053: 0; 2054: 0; 2055: 0; 2056: 0 |  | 488165.6213
2057 | 3.662 | 3845.0574 | 263842.6687 | 0 | 0 | 0 | 0 | 0 | 0 | 0 | 1929.2275 | 0 | 0 | 20381.8826 | 0 | 25253.4646 | 0 | 0 | 0 | 0 | 0 | 0 | 0 | 0 | 0 | 126976.4548 | 32438.2814 | 0 | 0 | 0 | 0 | 0 | 0 | 0 | 0 | 0 | 0 | [25 empty] | 474667.037
2058 | 3.548 | 3725.3534 | 255824.4848 | 0 | 0 | 0 | 0 | 0 | 0 | 0 | 1878.7072 | 0 | 0 | 19866.7509 | 0 | 24626.0987 | 0 | 0 | 0 | 0 | 0 | 0 | 0 | 0 | 0 | 123831.8116 | 31628.8031 | 0 | 0 | 0 | 0 | 0 | 0 | 0 | 0 | 0 | 0 | 0 | [24 empty] | 461382.0098
2059 | 3.4347 | 3606.3944 | 247860.179 | 0 | 0 | 0 | 0 | 0 | 0 | 0 | 1828.7996 | 0 | 0 | 19359.3102 | 0 | 24009.4367 | 0 | 0 | 0 | 0 | 0 | 0 | 0 | 0 | 0 | 120783.8371 | 30845.498 | 0 | 0 | 0 | 0 | 0 | 0 | 0 | 0 | 0 | 0 | 0 | 0 | [23 empty] | 448293.4551
2060 | 3.322 | 3488.1208 | 239945.441 | 0 | 0 | 0 | 0 | 0 | 0 | 0 | 1779.4556 | 0 | 0 | 18858.9452 | 0 | 23402.6223 | 0 | 0 | 0 | 0 | 0 | 0 | 0 | 0 | 0 | 117824.7979 | 30086.2723 | 0 | 0 | 0 | 0 | 0 | 0 | 0 | 0 | 0 | 0 | 0 | 0 | 0 | [22 empty] | 435385.6551
2061 | 3.21 | 3370.4778 | 232076.3053 | 0 | 0 | 0 | 0 | 0 | 0 | 0 | 1730.6301 | 0 | 0 | 18365.0898 | 0 | 22804.8676 | 0 | 0 | 0 | 0 | 0 | 0 | 0 | 0 | 0 | 114947.5791 | 29349.1997 | 0 | 0 | 0 | 0 | 0 | 0 | 0 | 0 | 0 | 0 | 0 | 0 | 0 | 0 | [21 empty] | 422644.1494
2062 | 3.0985 | 3253.4149 | 224249.1238 | 0 | 0 | 0 | 0 | 0 | 0 | 0 | 1682.2817 | 0 | 0 | 17877.2232 | 0 | 22215.4479 | 0 | 0 | 0 | 0 | 0 | 0 | 0 | 0 | 0 | 112145.6351 | 28632.5079 | 0 | 0 | 0 | 0 | 0 | 0 | 0 | 0 | 0 | 0 | 0 | 0 | 0 | 0 | 0 | [20 empty] | 410055.6346
2063 | 2.9875 | 3136.8858 | 216460.5401 | 0 | 0 | 0 | 0 | 0 | 0 | 0 | 1634.3722 | 0 | 0 | 17394.8664 | 0 | 21633.6965 | 0 | 0 | 0 | 0 | 0 | 0 | 0 | 0 | 0 | 109412.9438 | 27934.5664 | 0 | 0 | 0 | 0 | 0 | 0 | 0 | 0 | 0 | 0 | 0 | 0 | 0 | 0 | 0 | 0 | [19 empty] | 397607.8712
2064 | 2.877 | 3020.8476 | 208707.4665 | 0 | 0 | 0 | 0 | 0 | 0 | 0 | 1586.8664 | 0 | 0 | 16917.5785 | 0 | 21058.9997 | 0 | 0 | 0 | 0 | 0 | 0 | 0 | 0 | 0 | 106743.9652 | 27253.8752 | 0 | 0 | 0 | 0 | 0 | 0 | 0 | 0 | 0 | 0 | 0 | 0 | 0 | 0 | 0 | 0 | 0 | [18 empty] | 385289.5993
2065 | 2.7669 | 2905.2612 | 200987.062 | 0 | 0 | 0 | 0 | 0 | 0 | 0 | 1539.7322 | 0 | 0 | 16444.9541 | 0 | 20490.7934 | 0 | 0 | 0 | 0 | 0 | 0 | 0 | 0 | 0 | 104133.6022 | 26589.0543 | 0 | 0 | 0 | 0 | 0 | 0 | 0 | 0 | 0 | 0 | 0 | 0 | 0 | 0 | 0 | 0 | 0 | 0 | [17 empty] | 373090.4594
2066 | 2.6572 | 2790.0904 | 193296.7132 | 0 | 0 | 0 | 0 | 0 | 0 | 0 | 1492.9397 | 0 | 0 | 15976.6201 | 0 | 19928.5581 | 0 | 0 | 0 | 0 | 0 | 0 | 0 | 0 | 0 | 101577.1654 | 25938.8341 | 0 | 0 | 0 | 0 | 0 | 0 | 0 | 0 | 0 | 0 | 0 | 0 | 0 | 0 | 0 | 0 | 0 | 0 | 0 | [16 empty] | 361000.9211
2067 | 2.5479 | 2675.302 | 185634.0157 | 0 | 0 | 0 | 0 | 0 | 0 | 0 | 1446.4616 | 0 | 0 | 15512.2331 | 0 | 19371.8163 | 0 | 0 | 0 | 0 | 0 | 0 | 0 | 0 | 0 | 99070.3409 | 25302.0465 | 0 | 0 | 0 | 0 | 0 | 0 | 0 | 0 | 0 | 0 | 0 | 0 | 0 | 0 | 0 | 0 | 0 | 0 | 0 | 0 | [15 empty] | 349012.2161
2068 | 2.4389 | 2560.8653 | 177996.7572 | 0 | 0 | 0 | 0 | 0 | 0 | 0 | 1400.2728 | 0 | 0 | 15051.4776 | 0 | 18820.1285 | 0 | 0 | 0 | 0 | 0 | 0 | 0 | 0 | 0 | 96609.1597 | 24677.6169 | 0 | 0 | 0 | 0 | 0 | 0 | 0 | 0 | 0 | 0 | 0 | 0 | 0 | 0 | 0 | 0 | 0 | 0 | 0 | 0 | 0 | [14 empty] | 337116.2779
2069 | 2.3302 | 2446.7522 | 170382.9028 | 0 | 0 | 0 | 0 | 0 | 0 | 0 | 1354.3501 | 0 | 0 | 14594.0629 | 0 | 18273.0902 | 0 | 0 | 0 | 0 | 0 | 0 | 0 | 0 | 0 | 94189.9702 | 24064.5566 | 0 | 0 | 0 | 0 | 0 | 0 | 0 | 0 | 0 | 0 | 0 | 0 | 0 | 0 | 0 | 0 | 0 | 0 | 0 | 0 | 0 | 0 | [13 empty] | 325305.6851
2070 | 2.2218 | 2332.9369 | 162790.58 | 0 | 0 | 0 | 0 | 0 | 0 | 0 | 1308.6723 | 0 | 0 | 14139.7218 | 0 | 17730.3297 | 0 | 0 | 0 | 0 | 0 | 0 | 0 | 0 | 0 | 91809.4132 | 23461.9562 | 0 | 0 | 0 | 0 | 0 | 0 | 0 | 0 | 0 | 0 | 0 | 0 | 0 | 0 | 0 | 0 | 0 | 0 | 0 | 0 | 0 | 0 | 0 | [12 empty] | 313573.6101
2071 | 2.1137 | 2219.3954 | 155218.0663 | 0 | 0 | 0 | 0 | 0 | 0 | 0 | 1263.2197 | 0 | 0 | 13688.2084 | 0 | 17191.5047 | 0 | 0 | 0 | 0 | 0 | 0 | 0 | 0 | 0 | 89464.398 | 22868.9788 | 0 | 0 | 0 | 0 | 0 | 0 | 0 | 0 | 0 | 0 | 0 | 0 | 0 | 0 | 0 | 0 | 0 | 0 | 0 | 0 | 0 | 0 | 0 | 0 | [11 empty] | 301913.7714
2072 | 2.0058 | 2106.106 | 147663.7771 | 0 | 0 | 0 | 0 | 0 | 0 | 0 | 1217.9744 | 0 | 0 | 13239.2964 | 0 | 16656.3002 | 0 | 0 | 0 | 0 | 0 | 0 | 0 | 0 | 0 | 87152.0814 | 22284.8546 | 0 | 0 | 0 | 0 | 0 | 0 | 0 | 0 | 0 | 0 | 0 | 0 | 0 | 0 | 0 | 0 | 0 | 0 | 0 | 0 | 0 | 0 | 0 | 0 | 0 | [10 empty] | 290320.3901
2073 | 1.8981 | 1993.0484 | 140126.2543 | 0 | 0 | 0 | 0 | 0 | 0 | 0 | 1172.9196 | 0 | 0 | 12792.7779 | 0 | 16124.4267 | 0 | 0 | 0 | 0 | 0 | 0 | 0 | 0 | 0 | 84869.8473 | 21708.8753 | 0 | 0 | 0 | 0 | 0 | 0 | 0 | 0 | 0 | 0 | 0 | 0 | 0 | 0 | 0 | 0 | 0 | 0 | 0 | 0 | 0 | 0 | 0 | 0 | 0 | 0 | [9 empty] | 278788.1497
2074 | 1.7907 | 1880.2042 | 132604.1567 | 0 | 0 | 0 | 0 | 0 | 0 | 0 | 1128.0403 | 0 | 0 | 12348.4612 | 0 | 15595.6178 | 0 | 0 | 0 | 0 | 0 | 0 | 0 | 0 | 0 | 82615.2893 | 21140.3893 | 0 | 0 | 0 | 0 | 0 | 0 | 0 | 0 | 0 | 0 | 0 | 0 | 0 | 0 | 0 | 0 | 0 | 0 | 0 | 0 | 0 | 0 | 0 | 0 | 0 | 0 | 0 | [8 empty] | 267312.1588
2075 | 1.6834 | 1767.5561 | 125096.2501 | 0 | 0 | 0 | 0 | 0 | 0 | 0 | 1083.3224 | 0 | 0 | 11906.1703 | 0 | 15069.6281 | 0 | 0 | 0 | 0 | 0 | 0 | 0 | 0 | 0 | 80386.1932 | 20578.7972 | 0 | 0 | 0 | 0 | 0 | 0 | 0 | 0 | 0 | 0 | 0 | 0 | 0 | 0 | 0 | 0 | 0 | 0 | 0 | 0 | 0 | 0 | 0 | 0 | 0 | 0 | 0 | 0 | [7 empty] | 255887.9175
2076 | 1.5763 | 1655.0886 | 117601.3995 | 0 | 0 | 0 | 0 | 0 | 0 | 0 | 1038.7529 | 0 | 0 | 11465.7431 | 0 | 14546.2323 | 0 | 0 | 0 | 0 | 0 | 0 | 0 | 0 | 0 | 78180.522 | 20023.5475 | 0 | 0 | 0 | 0 | 0 | 0 | 0 | 0 | 0 | 0 | 0 | 0 | 0 | 0 | 0 | 0 | 0 | 0 | 0 | 0 | 0 | 0 | 0 | 0 | 0 | 0 | 0 | 0 | 0 | [6 empty] | 244511.2859
2077 | 1.4693 | 1542.7871 | 110118.5601 | 0 | 0 | 0 | 0 | 0 | 0 | 0 | 994.32 | 0 | 0 | 11027.0305 | 0 | 14025.2227 | 0 | 0 | 0 | 0 | 0 | 0 | 0 | 0 | 0 | 75996.4019 | 19474.1327 | 0 | 0 | 0 | 0 | 0 | 0 | 0 | 0 | 0 | 0 | 0 | 0 | 0 | 0 | 0 | 0 | 0 | 0 | 0 | 0 | 0 | 0 | 0 | 0 | 0 | 0 | 0 | 0 | 0 | 0 | [5 empty] | 233178.4551
2078 | 1.3625 | 1430.6385 | 102646.7713 | 0 | 0 | 0 | 0 | 0 | 0 | 0 | 950.0127 | 0 | 0 | 10589.8953 | 0 | 13506.4086 | 0 | 0 | 0 | 0 | 0 | 0 | 0 | 0 | 0 | 73832.1086 | 18930.0862 | 0 | 0 | 0 | 0 | 0 | 0 | 0 | 0 | 0 | 0 | 0 | 0 | 0 | 0 | 0 | 0 | 0 | 0 | 0 | 0 | 0 | 0 | 0 | 0 | 0 | 0 | 0 | 0 | 0 | 0 | 0 |  |  |  |  | 221885.9212
2079 | 1.2558 | 1318.6305 | 95185.1489 | 0 | 0 | 0 | 0 | 0 | 0 | 0 | 905.8211 | 0 | 0 | 10154.2113 | 0 | 12989.6141 | 0 | 0 | 0 | 0 | 0 | 0 | 0 | 0 | 0 | 71686.0561 | 18390.9783 | 0 | 0 | 0 | 0 | 0 | 0 | 0 | 0 | 0 | 0 | 0 | 0 | 0 | 0 | 0 | 0 | 0 | 0 | 0 | 0 | 0 | 0 | 0 | 0 | 0 | 0 | 0 | 0 | 0 | 0 | 0 | 0 |  |  |  | 210630.4602
2080 | 1.1493 | 1206.7517 | 87732.8795 | 0 | 0 | 0 | 0 | 0 | 0 | 0 | 861.7358 | 0 | 0 | 9719.8624 | 0 | 12474.6779 | 0 | 0 | 0 | 0 | 0 | 0 | 0 | 0 | 0 | 69556.7851 | 17856.4141 | 0 | 0 | 0 | 0 | 0 | 0 | 0 | 0 | 0 | 0 | 0 | 0 | 0 | 0 | 0 | 0 | 0 | 0 | 0 | 0 | 0 | 0 | 0 | 0 | 0 | 0 | 0 | 0 | 0 | 0 | 0 | 0 | 0 |  |  | 199409.1065
2081 | 1.0428 | 1094.992 | 80289.2151 | 0 | 0 | 0 | 0 | 0 | 0 | 0 | 817.7483 | 0 | 0 | 9286.7419 | 0 | 11961.4512 | 0 | 0 | 0 | 0 | 0 | 0 | 0 | 0 | 0 | 67442.9531 | 17326.03 | 0 | 0 | 0 | 0 | 0 | 0 | 0 | 0 | 0 | 0 | 0 | 0 | 0 | 0 | 0 | 0 | 0 | 0 | 0 | 0 | 0 | 0 | 0 | 0 | 0 | 0 | 0 | 0 | 0 | 0 | 0 | 0 | 0 | 0 |  | 188219.1315
2082 | 0.93652 | 983.3417 | 72853.4671 | 0 | 0 | 0 | 0 | 0 | 0 | 0 | 773.8509 | 0 | 0 | 8854.7514 | 0 | 11449.7972 | 0 | 0 | 0 | 0 | 0 | 0 | 0 | 0 | 0 | 65343.3249 | 16799.4916 | 0 | 0 | 0 | 0 | 0 | 0 | 0 | 0 | 0 | 0 | 0 | 0 | 0 | 0 | 0 | 0 | 0 | 0 | 0 | 0 | 0 | 0 | 0 | 0 | 0 | 0 | 0 | 0 | 0 | 0 | 0 | 0 | 0 | 0 |  | 177058.0247
2083 | 6.3537 | 6671.357 | 65425.0022 | 0 | 0 | 0 | 0 | 0 | 0 | 0 | 730.0363 | 0 | 0 | 8423.8006 | 0 | 10939.5901 | 0 | 0 | 0 | 0 | 0 | 0 | 0 | 0 | 0 | 63256.7642 | 16276.4912 | 0 | 0 | 0 | 0 | 0 | 0 | 0 | 0 | 0 | 0 | 0 | 0 | 0 | 0 | 0 | 0 | 0 | 0 | 0 | 0 | 0 | 0 | 0 | 0 | 0 | 0 | 0 | 0 | 0 | 0 | 0 | 0 | 0 | 0 |  | 171723.0417
2084 | 0 | 0 | 443867.6185 | 0 | 0 | 0 | 0 | 0 | 0 | 0 | 686.2979 | 0 | 0 | 7993.8063 | 0 | 10430.7143 | 0 | 0 | 0 | 0 | 0 | 0 | 0 | 0 | 0 | 61182.2257 | 15756.7459 | 0 | 0 | 0 | 0 | 0 | 0 | 0 | 0 | 0 | 0 | 0 | 0 | 0 | 0 | 0 | 0 | 0 | 0 | 0 | 0 | 0 | 0 | 0 | 0 | 0 | 0 | 0 | 0 | 0 | 0 | 0 | 0 | 0 | 0 |  | 539917.4085
2085 | 0 | 0 | 0 | 0 | 0 | 0 | 0 | 0 | 0 | 0 | 642.6295 | 0 | 0 | 7564.6919 | 0 | 9923.0631 | 0 | 0 | 0 | 0 | 0 | 0 | 0 | 0 | 0 | 59118.7475 | 15239.9952 | 0 | 0 | 0 | 0 | 0 | 0 | 0 | 0 | 0 | 0 | 0 | 0 | 0 | 0 | 0 | 0 | 0 | 0 | 0 | 0 | 0 | 0 | 0 | 0 | 0 | 0 | 0 | 0 | 0 | 0 | 0 | 0 | 0 | 0 |  | 92489.1273
2086 | 0 | 0 | 0 | 0 | 0 | 0 | 0 | 0 | 0 | 0 | 599.0257 | 0 | 0 | 7136.3871 | 0 | 9416.5387 | 0 | 0 | 0 | 0 | 0 | 0 | 0 | 0 | 0 | 57065.4449 | 14725.9996 | 0 | 0 | 0 | 0 | 0 | 0 | 0 | 0 | 0 | 0 | 0 | 0 | 0 | 0 | 0 | 0 | 0 | 0 | 0 | 0 | 0 | 0 | 0 | 0 | 0 | 0 | 0 | 0 | 0 | 0 | 0 | 0 | 0 | 0 |  | 88943.3959
2087 | 0 | 0 | 0 | 0 | 0 | 0 | 0 | 0 | 0 | 0 | 555.4812 | 0 | 0 | 6708.827 | 0 | 8911.0508 | 0 | 0 | 0 | 0 | 0 | 0 | 0 | 0 | 0 | 55021.5038 | 14214.5386 | 0 | 0 | 0 | 0 | 0 | 0 | 0 | 0 | 0 | 0 | 0 | 0 | 0 | 0 | 0 | 0 | 0 | 0 | 0 | 0 | 0 | 0 | 0 | 0 | 0 | 0 | 0 | 0 | 0 | 0 | 0 | 0 | 0 | 0 |  | 85411.4014
2088 | 0 | 0 | 0 | 0 | 0 | 0 | 0 | 0 | 0 | 0 | 511.9913 | 0 | 0 | 6281.9522 | 0 | 8406.5166 | 0 | 0 | 0 | 0 | 0 | 0 | 0 | 0 | 0 | 52986.1753 | 13705.4095 | 0 | 0 | 0 | 0 | 0 | 0 | 0 | 0 | 0 | 0 | 0 | 0 | 0 | 0 | 0 | 0 | 0 | 0 | 0 | 0 | 0 | 0 | 0 | 0 | 0 | 0 | 0 | 0 | 0 | 0 | 0 | 0 | 0 | 0 |  | 81892.0448
2089 | 0 | 0 | 0 | 0 | 0 | 0 | 0 | 0 | 0 | 0 | 468.5515 | 0 | 0 | 5855.7078 | 0 | 7902.8597 | 0 | 0 | 0 | 0 | 0 | 0 | 0 | 0 | 0 | 50958.7703 | 13198.4257 | 0 | 0 | 0 | 0 | 0 | 0 | 0 | 0 | 0 | 0 | 0 | 0 | 0 | 0 | 0 | 0 | 0 | 0 | 0 | 0 | 0 | 0 | 0 | 0 | 0 | 0 | 0 | 0 | 0 | 0 | 0 | 0 | 0 | 0 |  | 78384.315
2090 | 0 | 0 | 0 | 0 | 0 | 0 | 0 | 0 | 0 | 0 | 425.158 | 0 | 0 | 5430.0434 | 0 | 7400.01 | 0 | 0 | 0 | 0 | 0 | 0 | 0 | 0 | 0 | 48938.655 | 12693.4156 | 0 | 0 | 0 | 0 | 0 | 0 | 0 | 0 | 0 | 0 | 0 | 0 | 0 | 0 | 0 | 0 | 0 | 0 | 0 | 0 | 0 | 0 | 0 | 0 | 0 | 0 | 0 | 0 | 0 | 0 | 0 | 0 | 0 | 0 |  | 74887.282
2091 | 0 | 0 | 0 | 0 | 0 | 0 | 0 | 0 | 0 | 0 | 381.807 | 0 | 0 | 5004.9125 | 0 | 6897.9029 | 0 | 0 | 0 | 0 | 0 | 0 | 0 | 0 | 0 | 46925.2462 | 12190.2213 | 0 | 0 | 0 | 0 | 0 | 0 | 0 | 0 | 0 | 0 | 0 | 0 | 0 | 0 | 0 | 0 | 0 | 0 | 0 | 0 | 0 | 0 | 0 | 0 | 0 | 0 | 0 | 0 | 0 | 0 | 0 | 0 | 0 | 0 |  | 71400.0899
2092 | 0 | 0 | 0 | 0 | 0 | 0 | 0 | 0 | 0 | 0 | 2590.3212 | 0 | 0 | 4580.2725 | 0 | 6396.4789 | 0 | 0 | 0 | 0 | 0 | 0 | 0 | 0 | 0 | 44918.0074 | 11688.6975 | 0 | 0 | 0 | 0 | 0 | 0 | 0 | 0 | 0 | 0 | 0 | 0 | 0 | 0 | 0 | 0 | 0 | 0 | 0 | 0 | 0 | 0 | 0 | 0 | 0 | 0 | 0 | 0 | 0 | 0 | 0 | 0 | 0 | 0 |  | 70173.7776
2093 | 0 | 0 | 0 | 0 | 0 | 0 | 0 | 0 | 0 | 0 | 0 | 0 | 0 | 4156.0841 | 0 | 5895.6836 | 0 | 0 | 0 | 0 | 0 | 0 | 0 | 0 | 0 | 42916.445 | 11188.7106 | 0 | 0 | 0 | 0 | 0 | 0 | 0 | 0 | 0 | 0 | 0 | 0 | 0 | 0 | 0 | 0 | 0 | 0 | 0 | 0 | 0 | 0 | 0 | 0 | 0 | 0 | 0 | 0 | 0 | 0 | 0 | 0 | 0 | 0 |  | 64156.9234
2094 | 0 | 0 | 0 | 0 | 0 | 0 | 0 | 0 | 0 | 0 | 0 | 0 | 0 | 3732.3112 | 0 | 5395.4664 | 0 | 0 | 0 | 0 | 0 | 0 | 0 | 0 | 0 | 40920.1049 | 10690.1377 | 0 | 0 | 0 | 0 | 0 | 0 | 0 | 0 | 0 | 0 | 0 | 0 | 0 | 0 | 0 | 0 | 0 | 0 | 0 | 0 | 0 | 0 | 0 | 0 | 0 | 0 | 0 | 0 | 0 | 0 | 0 | 0 | 0 | 0 |  | 60738.0203
2095 | 0 | 0 | 0 | 0 | 0 | 0 | 0 | 0 | 0 | 0 | 0 | 0 | 0 | 25321.3915 | 0 | 4895.7813 | 0 | 0 | 0 | 0 | 0 | 0 | 0 | 0 | 0 | 38928.5693 | 10192.8656 | 0 | 0 | 0 | 0 | 0 | 0 | 0 | 0 | 0 | 0 | 0 | 0 | 0 | 0 | 0 | 0 | 0 | 0 | 0 | 0 | 0 | 0 | 0 | 0 | 0 | 0 | 0 | 0 | 0 | 0 | 0 | 0 | 0 | 0 |  | 79338.6077
2096 | 0 | 0 | 0 | 0 | 0 | 0 | 0 | 0 | 0 | 0 | 0 | 0 | 0 | 0 | 0 | 4396.5855 | 0 | 0 | 0 | 0 | 0 | 0 | 0 | 0 | 0 | 36941.4538 | 9696.7903 | 0 | 0 | 0 | 0 | 0 | 0 | 0 | 0 | 0 | 0 | 0 | 0 | 0 | 0 | 0 | 0 | 0 | 0 | 0 | 0 | 0 | 0 | 0 | 0 | 0 | 0 | 0 | 0 | 0 | 0 | 0 | 0 | 0 | 0 |  | 51034.8296
2097 | 0 | 0 | 0 | 0 | 0 | 0 | 0 | 0 | 0 | 0 | 0 | 0 | 0 | 0 | 0 | 29828.0762 | 0 | 0 | 0 | 0 | 0 | 0 | 0 | 0 | 0 | 34958.4049 | 9201.816 | 0 | 0 | 0 | 0 | 0 | 0 | 0 | 0 | 0 | 0 | 0 | 0 | 0 | 0 | 0 | 0 | 0 | 0 | 0 | 0 | 0 | 0 | 0 | 0 | 0 | 0 | 0 | 0 | 0 | 0 | 0 | 0 | 0 | 0 |  | 73988.297
2098 | 0 | 0 | 0 | 0 | 0 | 0 | 0 | 0 | 0 | 0 | 0 | 0 | 0 | 0 | 0 | 0 | 0 | 0 | 0 | 0 | 0 | 0 | 0 | 0 | 0 | 32979.0971 | 8707.8546 | 0 | 0 | 0 | 0 | 0 | 0 | 0 | 0 | 0 | 0 | 0 | 0 | 0 | 0 | 0 | 0 | 0 | 0 | 0 | 0 | 0 | 0 | 0 | 0 | 0 | 0 | 0 | 0 | 0 | 0 | 0 | 0 | 0 | 0 |  | 41686.9517
2099 | 0 | 0 | 0 | 0 | 0 | 0 | 0 | 0 | 0 | 0 | 0 | 0 | 0 | 0 | 0 | 0 | 0 | 0 | 0 | 0 | 0 | 0 | 0 | 0 | 0 | 31003.2312 | 8214.8251 | 0 | 0 | 0 | 0 | 0 | 0 | 0 | 0 | 0 | 0 | 0 | 0 | 0 | 0 | 0 | 0 | 0 | 0 | 0 | 0 | 0 | 0 | 0 | 0 | 0 | 0 | 0 | 0 | 0 | 0 | 0 | 0 | 0 | 0 |  | 39218.0563
2100 | 0 | 0 | 0 | 0 | 0 | 0 | 0 | 0 | 0 | 0 | 0 | 0 | 0 | 0 | 0 | 0 | 0 | 0 | 0 | 0 | 0 | 0 | 0 | 0 | 0 | 29030.532 | 7722.653 | 0 | 0 | 0 | 0 | 0 | 0 | 0 | 0 | 0 | 0 | 0 | 0 | 0 | 0 | 0 | 0 | 0 | 0 | 0 | 0 | 0 | 0 | 0 | 0 | 0 | 0 | 0 | 0 | 0 | 0 | 0 | 0 | 0 | 0 |  | 36753.1849
2101 | 0 | 0 | 0 | 0 | 0 | 0 | 0 | 0 | 0 | 0 | 0 | 0 | 0 | 0 | 0 | 0 | 0 | 0 | 0 | 0 | 0 | 0 | 0 | 0 | 0 | 27060.7459 | 7231.2696 | 0 | 0 | 0 | 0 | 0 | 0 | 0 | 0 | 0 | 0 | 0 | 0 | 0 | 0 | 0 | 0 | 0 | 0 | 0 | 0 | 0 | 0 | 0 | 0 | 0 | 0 | 0 | 0 | 0 | 0 | 0 | 0 | 0 | 0 |  | 34292.0155
2102 | 0 | 0 | 0 | 0 | 0 | 0 | 0 | 0 | 0 | 0 | 0 | 0 | 0 | 0 | 0 | 0 | 0 | 0 | 0 | 0 | 0 | 0 | 0 | 0 | 0 | 25093.64 | 6740.6119 | 0 | 0 | 0 | 0 | 0 | 0 | 0 | 0 | 0 | 0 | 0 | 0 | 0 | 0 | 0 | 0 | 0 | 0 | 0 | 0 | 0 | 0 | 0 | 0 | 0 | 0 | 0 | 0 | 0 | 0 | 0 | 0 | 0 | 0 |  | 31834.2519
Total | 0 | 293521.8118 | 19528984.5437 | 0 | 0 | 0 | 0 | 0 | 0 | 0 | 113967.1843 | 0 | 0 | 1114073.3016 | 0 | 1312355.3398 | 0 | 0 | 0 | 0 | 0 | 0 | 0 | 0 | 0 | 4950655.2548 | 1226917.3732 | 0 | 0 | 0 | 0 | 0 | 0 | 0 | 0 | 0 | 0 | 0 | 0 | 0 | 0 | 0 | 0 | 0 | 0 | 0 | 0 | 0 | 0 | 0 | 0 | 0 | 0 | 0 | 0 | 0 | 0 | 0 | 0 | 0 | 0 | 0 | 28540474.8093
NPV | 107.9711
Levelized | 6.4682

## Levelized PV Future Prod
| Weighted Average Incremental Cost of Capital: | [8 empty] | 5.81%
| Escalation Rate: | [8 empty] | See following worksheet
| PW Year: | [8 empty] | 2022
Levelized Present Worth Analysis of the Cost of Future Plant Production
| Year | Generation | Generation | Generation | Distribution | Telecommunication | Buildings | Capital Revenue Requirement | Operating Costs | Operating Benefits | Net benefit | Present Worth Benefit | Cumulative Present Value Benefit | Present Worth of Sunk Costs | Total Present Worth Benefit | Revenue Rqmt (¢/kWhr) | Levelized Rev Rqmt (¢/kWhr) 50 Years
|  | Hydro | CT Thermal | Thermal
|  | 64.4yrs | 52.1 yrs | 52.1 yrs | 45.1 yrs | 17.6 yrs | 53.6 yrs
|  | 8% CCA | 15% CCA | 50% CCA | 8% CCA | 20% CCA | 4% CCA
1 | 2022 | 105000 | #VALUE! | #VALUE! | #VALUE! | #VALUE! | #VALUE! | 8712.0935 | 0 | 0 | -8712.0935 | -8712.0935 | -8712.0935 | 0 | -8712.0935 | 0.031623 | 0
2 | 2023 | 6986000 | #VALUE! | #VALUE! | #VALUE! | #VALUE! | #VALUE! | 589108.9936 | 226403.4719 | 0 | -815512.4655 | -770732.8849 | -779444.9784 | -8267837.1644 | -9047282.1429 | 2.9601 | 3.2245
3 | 2024 | 0 | #VALUE! | #VALUE! | #VALUE! | #VALUE! | #VALUE! | 638891.525 | 230032.2971 | 0 | -868923.8222 | -776118.9279 | -1555563.9064 | -7697182.0704 | -9252745.9767 | 3.154 | 3.2245
4 | 2025 | 0 | #VALUE! | #VALUE! | #VALUE! | #VALUE! | #VALUE! | 620738.7972 | 233617.0443 | 0 | -854355.8415 | -721204.8689 | -2276768.7753 | -7173185.1347 | -9449953.91 | 3.1011 | 3.2245
5 | 2026 | 0 | #VALUE! | #VALUE! | #VALUE! | #VALUE! | #VALUE! | 603441.8796 | 237807.4364 | 0 | -841249.316 | -671147.3297 | -2947916.1049 | -6691760.1892 | -9639676.2941 | 3.0535 | 3.2245
6 | 2027 | 0 | #VALUE! | #VALUE! | #VALUE! | #VALUE! | #VALUE! | 586932.3075 | 241999.7685 | 0 | -828932.076 | -625007.7079 | -3572923.8128 | -6249218.2406 | -9822142.0534 | 3.0088 | 3.2245
7 | 2028 | 0 | #VALUE! | #VALUE! | #VALUE! | #VALUE! | #VALUE! | 571147.0931 | 246264.1213 | 0 | -817411.2143 | -582479.0441 | -4155402.8569 | -5842224.5427 | -9997627.3996 | 2.967 | 3.2245
8 | 2029 | 0 | #VALUE! | #VALUE! | #VALUE! | #VALUE! | #VALUE! | 556028.2878 | 250591.1725 | 0 | -806619.4603 | -543227.4343 | -4698630.2913 | -5467760.7031 | -10166390.9944 | 2.9278 | 3.2245
9 | 2030 | 0 | #VALUE! | #VALUE! | #VALUE! | #VALUE! | #VALUE! | 541522.579 | 254939.6122 | 0 | -796462.1912 | -506934.0337 | -5205564.325 | -5123091.203 | -10328655.528 | 2.891 | 3.2245
10 | 2031 | 40768.876 | #VALUE! | #VALUE! | #VALUE! | #VALUE! | #VALUE! | 530963.6071 | 259397.7863 | 0 | -790361.3933 | -475428.5836 | -5680992.9086 | -4803698.9885 | -10484691.8971 | 2.8688 | 3.2245
11 | 2032 | 0 | #VALUE! | #VALUE! | #VALUE! | #VALUE! | #VALUE! | 517832.9622 | 263897.6016 | 0 | -781730.5638 | -444416.2683 | -6125409.1768 | -4509309.3314 | -10634718.5082 | 2.8375 | 3.2245
12 | 2033 | 0 | #VALUE! | #VALUE! | #VALUE! | #VALUE! | #VALUE! | 504783.1978 | 268455.3835 | 0 | -773238.5813 | -415450.855 | -6540860.0318 | -4238096.0006 | -10778956.0324 | 2.8067 | 3.2245
13 | 2034 | 398531.5298 | #VALUE! | #VALUE! | #VALUE! | #VALUE! | #VALUE! | 525244.663 | 273076.8576 | 0 | -798321.5206 | -405375.2824 | -6946235.3142 | -3971384.9098 | -10917620.224 | 2.8977 | 3.2245
14 | 2035 | 0 | #VALUE! | #VALUE! | #VALUE! | #VALUE! | #VALUE! | 515902.9527 | 277762.8758 | 0 | -793665.8285 | -380881.9527 | -7327117.2669 | -3723801.9637 | -11050919.2306 | 2.8808 | 3.2245
15 | 2036 | 469461.911 | #VALUE! | #VALUE! | #VALUE! | #VALUE! | #VALUE! | 542013.2716 | 282555.789 | 0 | -824569.0606 | -373984.0099 | -7701101.2767 | -3477971.3761 | -11179072.6528 | 2.993 | 3.2245
16 | 2037 | 0 | #VALUE! | #VALUE! | #VALUE! | #VALUE! | #VALUE! | 532928.7336 | 287375.3433 | 0 | -820304.0769 | -351620.4733 | -8052721.75 | -3249533.3385 | -11302255.0885 | 2.9775 | 3.2245
17 | 2038 | 0 | #VALUE! | #VALUE! | #VALUE! | #VALUE! | #VALUE! | 519640.5522 | 292310.4048 | 0 | -811950.957 | -328929.1538 | -8381650.9039 | -3039021.9453 | -11420672.8492 | 2.9472 | 3.2245
18 | 2039 | 0 | #VALUE! | #VALUE! | #VALUE! | #VALUE! | #VALUE! | 506742.5834 | 297274.5205 | 0 | -804017.1039 | -307830.1423 | -8689481.0461 | -2845007.8618 | -11534488.908 | 2.9184 | 3.2245
19 | 2040 | 0 | #VALUE! | #VALUE! | #VALUE! | #VALUE! | #VALUE! | 494203.6101 | 302375.2008 | 0 | -796578.8109 | -288235.7802 | -8977716.8263 | -2666184.1709 | -11643900.9972 | 2.8914 | 3.2245
20 | 2041 | 0 | #VALUE! | #VALUE! | #VALUE! | #VALUE! | #VALUE! | 481994.9128 | 307553.4222 | 0 | -789548.3349 | -270004.591 | -9247721.4172 | -2501354.6937 | -11749076.1109 | 2.8659 | 3.2245
21 | 2042 | 0 | #VALUE! | #VALUE! | #VALUE! | #VALUE! | #VALUE! | 470090.0692 | 312820.3213 | 0 | -782910.3906 | -253033.3523 | -9500754.7695 | -2349423.5563 | -11850178.3258 | 2.8418 | 3.2245
22 | 2043 | 0 | #VALUE! | #VALUE! | #VALUE! | #VALUE! | #VALUE! | 458464.7713 | 318177.4169 | 0 | -776642.1882 | -237224.7383 | -9737979.5078 | -2209385.8568 | -11947365.3646 | 2.819 | 3.2245
23 | 2044 | 0 | #VALUE! | #VALUE! | #VALUE! | #VALUE! | #VALUE! | 447096.6552 | 323626.2536 | 0 | -770722.9088 | -222490.0284 | -9960469.5362 | -2080319.3059 | -12040788.8422 | 2.7975 | 3.2245
24 | 2045 | 0 | #VALUE! | #VALUE! | #VALUE! | #VALUE! | #VALUE! | 435965.1465 | 329168.4025 | 0 | -765133.5489 | -208748.2359 | -10169217.7721 | -1961376.73 | -12130594.5021 | 2.7773 | 3.2245
25 | 2046 | 1841717.6538 | #VALUE! | #VALUE! | #VALUE! | #VALUE! | #VALUE! | 577862.9018 | 334805.4614 | 0 | -912668.3632 | -235327.0502 | -10404544.8224 | -1812377.6219 | -12216922.4443 | 3.3128 | 3.2245
26 | 2047 | 458756.9018 | #VALUE! | #VALUE! | #VALUE! | #VALUE! | #VALUE! | 618408.5306 | 340539.0559 | 0 | -958947.5865 | -233682.9415 | -10638227.7639 | -1661679.579 | -12299907.3429 | 3.4808 | 3.2245
27 | 2048 | 0 | #VALUE! | #VALUE! | #VALUE! | #VALUE! | #VALUE! | 606447.9609 | 346370.8391 | 0 | -952818.8 | -219439.9742 | -10857667.7381 | -1522010.9192 | -12379678.6573 | 3.4585 | 3.2245
28 | 2049 | 0 | #VALUE! | #VALUE! | #VALUE! | #VALUE! | #VALUE! | 590417.4268 | 352302.4924 | 0 | -942719.9192 | -205192.4586 | -11062860.1967 | -1393500.6364 | -12456360.8331 | 3.4219 | 3.2245
29 | 2050 | 0 | #VALUE! | #VALUE! | #VALUE! | #VALUE! | #VALUE! | 574803.0057 | 358335.7262 | 0 | -933138.7319 | -191954.4627 | -11254814.6593 | -1275258.8377 | -12530073.497 | 3.3871 | 3.2245
30 | 2051 | 0 | #VALUE! | #VALUE! | #VALUE! | #VALUE! | #VALUE! | 559571.4086 | 364472.2801 | 0 | -924043.6887 | -179646.0977 | -11434460.7571 | -1166470.8862 | -12600931.6433 | 3.3541 | 3.2245
31 | 2052 | 0 | #VALUE! | #VALUE! | #VALUE! | #VALUE! | #VALUE! | 544692.0097 | 370713.9233 | 0 | -915405.933 | -168194.6941 | -11602655.4511 | -1066390.3617 | -12669045.8128 | 3.3227 | 3.2245
32 | 2053 | 0 | #VALUE! | #VALUE! | #VALUE! | #VALUE! | #VALUE! | 530136.633 | 377062.4557 | 0 | -907199.0886 | -157534.0576 | -11760189.5087 | -974332.7572 | -12734522.266 | 3.2929 | 3.2245
33 | 2054 | 0 | #VALUE! | #VALUE! | #VALUE! | #VALUE! | #VALUE! | 515879.3567 | 383519.7076 | 0 | -899399.0643 | -147603.8111 | -11907793.3198 | -889669.8283 | -12797463.1481 | 3.2646 | 3.2245
34 | 2055 | 0 | #VALUE! | #VALUE! | #VALUE! | #VALUE! | #VALUE! | 501896.3329 | 390087.541 | 0 | -891983.8739 | -138348.81 | -12046142.1299 | -811824.5191 | -12857966.649 | 3.2377 | 3.2245
35 | 2056 | 0 | #VALUE! | #VALUE! | #VALUE! | #VALUE! | #VALUE! | 488165.6213 | 396767.8495 | 0 | -884933.4708 | -129718.6238 | -12175860.7537 | -740266.4024 | -12916127.156 | 3.2121 | 3.2245
36 | 2057 | 0 | #VALUE! | #VALUE! | #VALUE! | #VALUE! | #VALUE! | 474667.037 | 403562.5593 | 0 | -878229.5963 | -121667.0744 | -12297527.8281 | -674507.5735 | -12972035.4016 | 3.1878 | 3.2245
37 | 2058 | 0 | #VALUE! | #VALUE! | #VALUE! | #VALUE! | #VALUE! | 461382.0098 | 410473.6295 | 0 | -871855.6393 | -114151.826 | -12411679.6541 | -614098.9502 | -13025778.6043 | 3.1646 | 3.2245
38 | 2059 | 0 | #VALUE! | #VALUE! | #VALUE! | #VALUE! | #VALUE! | 448293.4551 | 417503.0529 | 0 | -865796.508 | -107134.0191 | -12518813.6732 | -558626.9321 | -13077440.6053 | 3.1426 | 3.2245
39 | 2060 | 0 | #VALUE! | #VALUE! | #VALUE! | #VALUE! | #VALUE! | 435385.6551 | 424652.8562 | 0 | -860038.5113 | -100577.9436 | -12619391.6168 | -507710.3821 | -13127101.9989 | 3.1217 | 3.2245
40 | 2061 | 0 | #VALUE! | #VALUE! | #VALUE! | #VALUE! | #VALUE! | 422644.1494 | 431925.101 | 0 | -854569.2504 | -94450.7478 | -12713842.3646 | -460997.894 | -13174840.2585 | 3.1019 | 3.2245
41 | 2062 | 0 | #VALUE! | #VALUE! | #VALUE! | #VALUE! | #VALUE! | 410055.6346 | 439321.8841 | 0 | -849377.5186 | -88722.1763 | -12802564.5409 | -418165.3165 | -13220729.8575 | 3.083 | 3.2245
42 | 2063 | 0 | #VALUE! | #VALUE! | #VALUE! | #VALUE! | #VALUE! | 397607.8712 | 446845.3382 | 0 | -844453.2094 | -83364.337 | -12885928.8779 | -378913.507 | -13264842.3849 | 3.0652 | 3.2245
43 | 2064 | 0 | #VALUE! | #VALUE! | #VALUE! | #VALUE! | #VALUE! | 385289.5993 | 454497.6326 | 0 | -839787.2319 | -78351.4906 | -12964280.3685 | -342966.2893 | -13307246.6578 | 3.0482 | 3.2245
44 | 2065 | 0 | #VALUE! | #VALUE! | #VALUE! | #VALUE! | #VALUE! | 373090.4594 | 462280.9737 | 0 | -835371.4331 | -73659.862 | -13037940.2306 | -310068.5977 | -13348008.8283 | 3.0322 | 3.2245
45 | 2066 | 0 | #VALUE! | #VALUE! | #VALUE! | #VALUE! | #VALUE! | 361000.9211 | 470197.6057 | 0 | -831198.5268 | -69267.471 | -13107207.7016 | -279984.7849 | -13387192.4866 | 3.0171 | 3.2245
46 | 2067 | 0 | #VALUE! | #VALUE! | #VALUE! | #VALUE! | #VALUE! | 349012.2161 | 478249.8113 | 0 | -827262.0274 | -65153.9789 | -13172361.6805 | -252497.08 | -13424858.7604 | 3.0028 | 3.2245
47 | 2068 | 0 | #VALUE! | #VALUE! | #VALUE! | #VALUE! | #VALUE! | 337116.2779 | 486439.9121 | 0 | -823556.19 | -61300.5504 | -13233662.2309 | -227404.1796 | -13461066.4105 | 2.9893 | 3.2245
48 | 2069 | 0 | #VALUE! | #VALUE! | #VALUE! | #VALUE! | #VALUE! | 325305.6851 | 494770.2696 | 0 | -820075.9548 | -57689.7294 | -13291351.9603 | -204519.9616 | -13495871.9219 | 2.9767 | 3.2245
49 | 2070 | 0 | #VALUE! | #VALUE! | #VALUE! | #VALUE! | #VALUE! | 313573.6101 | 503243.2858 | 0 | -816816.8959 | -54305.3256 | -13345657.2859 | -183672.3064 | -13529329.5923 | 2.9649 | 3.2245
50 | 2071 | 0 | #VALUE! | #VALUE! | #VALUE! | #VALUE! | #VALUE! | 301913.7714 | 511861.4036 | 0 | -813775.175 | -51132.3122 | -13396789.5981 | -164702.0187 | -13561491.6168 | 2.9538 | 3.2245
51 | 2072 | 0 | #VALUE! | #VALUE! | #VALUE! | #VALUE! | #VALUE! | 290320.3901 | 520627.1081 | 0 | -810947.4982 | -48156.7333 | -13444946.3314 | -147461.8377 | -13592408.1692 | 2.9435 | 3.2245
52 | 2073 | 0 | #VALUE! | #VALUE! | #VALUE! | #VALUE! | #VALUE! | 278788.1497 | 529542.9265 | 0 | -808331.0762 | -45365.6191 | -13490311.9505 | -131815.5297 | -13622127.4802 | 2.9341 | 3.2245
53 | 2074 | 0 | #VALUE! | #VALUE! | #VALUE! | #VALUE! | #VALUE! | 267312.1588 | 538611.4297 | 0 | -805923.5885 | -42746.9092 | -13533058.8598 | -117637.0533 | -13650695.9131 | 2.9253 | 3.2245
54 | 2075 | 0 | #VALUE! | #VALUE! | #VALUE! | #VALUE! | #VALUE! | 255887.9175 | 547835.2324 | 0 | -803723.1499 | -40289.3829 | -13573348.2426 | -104809.7927 | -13678158.0353 | 2.9173 | 3.2245
55 | 2076 | 0 | #VALUE! | #VALUE! | #VALUE! | #VALUE! | #VALUE! | 244511.2859 | 557216.9941 | 0 | -801728.28 | -37982.5944 | -13611330.837 | -93225.8518 | -13704556.6889 | 2.9101 | 3.2245
56 | 2077 | 0 | #VALUE! | #VALUE! | #VALUE! | #VALUE! | #VALUE! | 233178.4551 | 566759.42 | 0 | -799937.8751 | -35816.8154 | -13647147.6525 | -82785.404 | -13729933.0564 | 2.9036 | 3.2245
57 | 2078 | 0 | #VALUE! | #VALUE! | #VALUE! | #VALUE! | #VALUE! | 221885.9212 | 576465.2613 | 0 | -798351.1824 | -33782.9809 | -13680930.6333 | -73396.0926 | -13754326.7259 | 2.8978 | 3.2245
58 | 2079 | 0 | #VALUE! | #VALUE! | #VALUE! | #VALUE! | #VALUE! | 210630.4602 | 586337.3166 | 0 | -796967.7769 | -31872.6404 | -13712803.2737 | -64972.4786 | -13777775.7523 | 2.8928 | 3.2245
59 | 2080 | 0 | #VALUE! | #VALUE! | #VALUE! | #VALUE! | #VALUE! | 199409.1065 | 596378.4324 | 0 | -795787.5389 | -30077.9131 | -13742881.1867 | -57435.53 | -13800316.7168 | 2.8885 | 3.2245
60 | 2081 | 0 | #VALUE! | #VALUE! | #VALUE! | #VALUE! | #VALUE! | 188219.1315 | 606591.5038 | 0 | -794810.6353 | -28391.4466 | -13771272.6333 | -50712.1507 | -13821984.784 | 2.885 | 3.2245
61 | 2082 | 0 | #VALUE! | #VALUE! | #VALUE! | #VALUE! | #VALUE! | 177058.0247 | 616979.4756 | 0 | -794037.5003 | -26806.3788 | -13798079.0121 | -44734.7447 | -13842813.7569 | 2.8822 | 3.2245
62 | 2083 | 0 | #VALUE! | #VALUE! | #VALUE! | #VALUE! | #VALUE! | 171723.0417 | 627545.343 | 0 | -799268.3847 | -25501.3433 | -13823580.3554 | -39255.7738 | -13862836.1292 | 2.9012 | 3.2245
63 | 2084 | 0 | #VALUE! | #VALUE! | #VALUE! | #VALUE! | #VALUE! | 539917.4085 | 638292.1525 | 0 | -1178209.5611 | -35527.6311 | -13859107.9865 | -22975.1501 | -13882083.1366 | 4.2766 | 3.2245
64 | 2085 | 0 | #VALUE! | #VALUE! | #VALUE! | #VALUE! | #VALUE! | 92489.1273 | 649223.0028 | 0 | -741712.1301 | -21137.4394 | -13880245.4259 | -20339.3791 | -13900584.805 | 2.6922 | 3.2245
65 | 2086 | 0 | #VALUE! | #VALUE! | #VALUE! | #VALUE! | #VALUE! | 88943.3959 | 660341.0455 | 0 | -749284.4414 | -20180.7357 | -13900426.1615 | -17943.836 | -13918369.9976 | 2.7197 | 3.2245
66 | 2087 | 0 | #VALUE! | #VALUE! | #VALUE! | #VALUE! | #VALUE! | 85411.4014 | 671649.4864 | 0 | -757060.8878 | -19270.5617 | -13919696.7233 | -15769.7365 | -13935466.4598 | 2.748 | 3.2245
67 | 2088 | 0 | #VALUE! | #VALUE! | #VALUE! | #VALUE! | #VALUE! | 81892.0448 | 683151.5861 | 0 | -765043.6308 | -18404.4589 | -13938101.1822 | -13799.6806 | -13951900.8628 | 2.7769 | 3.2245
68 | 2089 | 0 | #VALUE! | #VALUE! | #VALUE! | #VALUE! | #VALUE! | 78384.315 | 694850.6609 | 0 | -773234.9759 | -17580.1115 | -13955681.2938 | -12017.5509 | -13967698.8446 | 2.8067 | 3.2245
69 | 2090 | 0 | #VALUE! | #VALUE! | #VALUE! | #VALUE! | #VALUE! | 74887.282 | 706750.0842 | 0 | -781637.3662 | -16795.3375 | -13972476.6312 | -10408.4196 | -13982885.0508 | 2.8372 | 3.2245
70 | 2091 | 0 | #VALUE! | #VALUE! | #VALUE! | #VALUE! | #VALUE! | 71400.0899 | 718853.287 | 0 | -790253.3769 | -16048.0795 | -13988524.7107 | -8958.4614 | -13997483.1721 | 2.8684 | 3.2245
71 | 2092 | 0 | #VALUE! | #VALUE! | #VALUE! | #VALUE! | #VALUE! | 70173.7776 | 731163.7589 | 0 | -801337.5365 | -15379.6156 | -14003904.3263 | -7611.656 | -14011515.9823 | 2.9087 | 3.2245
72 | 2093 | 0 | #VALUE! | #VALUE! | #VALUE! | #VALUE! | #VALUE! | 64156.9234 | 743685.0496 | 0 | -807841.9729 | -14653.106 | -14018557.4323 | -6447.9405 | -14025005.3729 | 2.9323 | 3.2245
73 | 2094 | 0 | #VALUE! | #VALUE! | #VALUE! | #VALUE! | #VALUE! | 60738.0203 | 756420.7692 | 0 | -817158.7895 | -14008.2222 | -14032565.6545 | -5406.7333 | -14037972.3877 | 2.9661 | 3.2245
74 | 2095 | 0 | #VALUE! | #VALUE! | #VALUE! | #VALUE! | #VALUE! | 79338.6077 | 769374.59 | 0 | -848713.1977 | -13750.2567 | -14046315.9112 | -4121.3447 | -14050437.2559 | 3.0806 | 3.2245
75 | 2096 | 0 | #VALUE! | #VALUE! | #VALUE! | #VALUE! | #VALUE! | 51034.8296 | 782550.2469 | 0 | -833585.0766 | -12763.5965 | -14059079.5077 | -3339.9152 | -14062419.4229 | 3.0257 | 3.2245
76 | 2097 | 0 | #VALUE! | #VALUE! | #VALUE! | #VALUE! | #VALUE! | 73988.297 | 795951.539 | 0 | -869939.836 | -12588.8378 | -14071668.3455 | -2269.2358 | -14073937.5813 | 3.1577 | 3.2245
77 | 2098 | 0 | #VALUE! | #VALUE! | #VALUE! | #VALUE! | #VALUE! | 41686.9517 | 809582.3302 | 0 | -851269.2819 | -11642.2432 | -14083310.5887 | -1699.1111 | -14085009.6999 | 3.0899 | 3.2245
78 | 2099 | 0 | #VALUE! | #VALUE! | #VALUE! | #VALUE! | #VALUE! | 39218.0563 | 823446.5508 | 0 | -862664.6072 | -11150.2594 | -14094460.8482 | -1192.2032 | -14095653.0514 | 3.1313 | 3.2245
79 | 2100 | 0 | #VALUE! | #VALUE! | #VALUE! | #VALUE! | #VALUE! | 36753.1849 | 837548.1983 | 0 | -874301.3833 | -10680.1522 | -14105141.0004 | -743.2395 | -14105884.2399 | 3.1735 | 3.2245
80 | 2101 | 0 | #VALUE! | #VALUE! | #VALUE! | #VALUE! | #VALUE! | 34292.0155 | 851891.3387 | 0 | -886183.3542 | -10230.8838 | -14115371.8842 | -347.3422 | -14115719.2264 | 3.2166 | 3.2245
81 | 2102 | 0 | #VALUE! | #VALUE! | #VALUE! | #VALUE! | #VALUE! | 31834.2519 | 866480.1075 | 0 | -898314.3594 | -9801.4695 | -14125173.3537 | 0 | -14125173.3537 | 3.2607 | 3.2245
0
Note: Assumes normal production
Note on L12: supersetup: Excluded Operating costs for 2022 since it is prior to year of major addition.
Note on Q12: supersetup: The is no sunk costs as no capital additions have occurred
Note on R62: supersetup: PV used for levelized Cost estimate because no costs include in 2022.
Note on T12: supersetup: set to zero
Note on T13: supersetup:

## Energy Benefit
Value of the Opportunity Cost of Energy
Year | Marginal Energy Costs | Total Present Worth | Cumulative present Worth | Value of Export Sales (¢/kWhr) | Levelized Value of Export Energy (¢/kWhr)
2022 | 0 | 0 | 0 | 0 | 0
2023 | 950699.9532 | 898497.2623 | 898497.2623 | 3.4508 | 5.6728
2024 | 967403.3994 | 864080.4523 | 1762577.7146 | 3.5114 | 5.6728
2025 | 994898.3592 | 839843.8986 | 2602421.6132 | 3.6112 | 5.6728
2026 | 1063798.5559 | 848696.7496 | 3451118.3628 | 3.8613 | 5.6728
2027 | 1101348.3504 | 830407.2529 | 4281525.6157 | 3.9976 | 5.6728
2028 | 1183998.7517 | 843705.6514 | 5125231.2671 | 4.2976 | 5.6728
2029 | 1309672.0747 | 882014.1789 | 6007245.446 | 4.7538 | 5.6728
2030 | 1332398.4542 | 848047.943 | 6855293.389 | 4.8363 | 5.6728
2031 | 1355698.3413 | 815497.5022 | 7670790.8913 | 4.9209 | 5.6728
2032 | 1379215.8595 | 784088.5258 | 8454879.4171 | 5.0062 | 5.6728
2033 | 1403036.3301 | 753832.8493 | 9208712.2664 | 5.0927 | 5.6728
2034 | 1427189.6775 | 724704.7757 | 9933417.0421 | 5.1804 | 5.6728
2035 | 1451680.3531 | 696664.5504 | 10630081.5925 | 5.2693 | 5.6728
2036 | 1476729.6978 | 669772.0303 | 11299853.6228 | 5.3602 | 5.6728
2037 | 1501918.2769 | 643792.016 | 11943645.6388 | 5.4516 | 5.6728
2038 | 1527710.5352 | 618890.2536 | 12562535.8923 | 5.5452 | 5.6728
2039 | 1553654.6406 | 594840.2425 | 13157376.1348 | 5.6394 | 5.6728
2040 | 1580312.4773 | 571823.6458 | 13729199.7806 | 5.7362 | 5.6728
2041 | 1607375.569 | 549679.8154 | 14278879.596 | 5.8344 | 5.6728
2042 | 1634902.1202 | 528393.5034 | 14807273.0994 | 5.9343 | 5.6728
2043 | 1662900.0678 | 507931.5022 | 15315204.6016 | 6.0359 | 5.6728
2044 | 1691377.4845 | 488261.8907 | 15803466.4923 | 6.1393 | 5.6728
2045 | 1720342.5814 | 469353.9834 | 16272820.4757 | 6.2444 | 5.6728
2046 | 1749803.7099 | 451178.2835 | 16723998.7592 | 6.3514 | 5.6728
2047 | 1779769.3647 | 433706.4364 | 17157705.1956 | 6.4601 | 5.6728
2048 | 1810248.1859 | 416911.1852 | 17574616.3808 | 6.5708 | 5.6728
2049 | 1841248.9616 | 400766.329 | 17975382.7098 | 6.6833 | 5.6728
2050 | 1872780.6302 | 385246.6812 | 18360629.391 | 6.7978 | 5.6728
2051 | 1904852.2835 | 370328.0306 | 18730957.4216 | 6.9142 | 5.6728
2052 | 1937473.1688 | 355987.1038 | 19086944.5254 | 7.0326 | 5.6728
2053 | 1970652.6916 | 342201.5283 | 19429146.0538 | 7.153 | 5.6728
2054 | 2004400.4189 | 328949.7983 | 19758095.8521 | 7.2755 | 5.6728
2055 | 2038726.0811 | 316211.2406 | 20074307.0926 | 7.4001 | 5.6728
2056 | 2073639.5755 | 303965.9826 | 20378273.0752 | 7.5268 | 5.6728
2057 | 2109150.9688 | 292194.9214 | 20670467.9966 | 7.6557 | 5.6728
2058 | 2145270.5001 | 280879.6937 | 20951347.6903 | 7.7868 | 5.6728
2059 | 2182008.5839 | 270002.6474 | 21221350.3377 | 7.9202 | 5.6728
2060 | 2219375.8129 | 259546.8139 | 21480897.1516 | 8.0558 | 5.6728
2061 | 2257382.9615 | 249495.8818 | 21730393.0334 | 8.1938 | 5.6728
2062 | 2296040.9882 | 239834.1714 | 21970227.2048 | 8.3341 | 5.6728
2063 | 2335361.0395 | 230546.6101 | 22200773.8149 | 8.4768 | 5.6728
2064 | 2375354.4527 | 221618.7089 | 22422392.5238 | 8.622 | 5.6728
2065 | 2416032.7592 | 213036.54 | 22635429.0638 | 8.7696 | 5.6728
2066 | 2457407.6879 | 204786.715 | 22840215.7788 | 8.9198 | 5.6728
2067 | 2499491.1685 | 196856.3639 | 23037072.1428 | 9.0726 | 5.6728
2068 | 2542295.3352 | 189233.1151 | 23226305.2579 | 9.2279 | 5.6728
2069 | 2585832.5297 | 181905.0761 | 23408210.334 | 9.386 | 5.6728
2070 | 2630115.3052 | 174860.8149 | 23583071.1489 | 9.5467 | 5.6728
2071 | 2675156.4301 | 168089.3422 | 23751160.4911 | 9.7102 | 5.6728
2072 | 2720968.8911 | 161580.0943 | 23912740.5854 | 9.8765 | 5.6728
2073 | 2767565.8974 | 155322.9165 | 24068063.5019 | 10.0456 | 5.6728
2074 | 2814960.8846 | 149308.0475 | 24217371.5494 | 10.2176 | 5.6728
2075 | 2863167.5181 | 143526.1039 | 24360897.6533 | 10.3926 | 5.6728
2076 | 2912199.6976 | 137968.0657 | 24498865.719 | 10.5706 | 5.6728
2077 | 2962071.5606 | 132625.2621 | 24631490.9811 | 10.7516 | 5.6728
2078 | 3012797.4868 | 127489.3582 | 24758980.3393 | 10.9357 | 5.6728
2079 | 3064392.1023 | 122552.3418 | 24881532.6811 | 11.123 | 5.6728
2080 | 3116870.2833 | 117806.511 | 24999339.192 | 11.3135 | 5.6728
2081 | 3170247.1613 | 113244.4622 | 25112583.6542 | 11.5072 | 5.6728
2082 | 3224538.1264 | 108859.0784 | 25221442.7326 | 11.7043 | 5.6728
2083 | 3279758.8325 | 104643.5182 | 25326086.2508 | 11.9048 | 5.6728
2084 | 3335925.2016 | 100591.2054 | 25426677.4562 | 12.1086 | 5.6728
2085 | 3393053.4283 | 96695.818 | 25523373.2742 | 12.316 | 5.6728
2086 | 3451159.9847 | 92951.2793 | 25616324.5535 | 12.5269 | 5.6728
2087 | 3510261.6246 | 89351.7476 | 25705676.3011 | 12.7414 | 5.6728
2088 | 3570375.3891 | 85891.6075 | 25791567.9086 | 12.9596 | 5.6728
2089 | 3631518.611 | 82565.461 | 25874133.3696 | 13.1816 | 5.6728
2090 | 3693708.9199 | 79368.1194 | 25953501.489 | 13.4073 | 5.6728
2091 | 3756964.2472 | 76294.5946 | 26029796.0835 | 13.6369 | 5.6728
2092 | 3821302.8317 | 73340.0918 | 26103136.1753 | 13.8704 | 5.6728
2093 | 3886743.2242 | 70500.0019 | 26173636.1772 | 14.108 | 5.6728
2094 | 3953304.2934 | 67769.8943 | 26241406.0715 | 14.3496 | 5.6728
2095 | 4021005.231 | 65145.5099 | 26306551.5814 | 14.5953 | 5.6728
2096 | 4089865.5575 | 62622.7546 | 26369174.3361 | 14.8452 | 5.6728
2097 | 4159905.1276 | 60197.6929 | 26429372.029 | 15.0995 | 5.6728
2098 | 4231144.136 | 57866.5415 | 26487238.5704 | 15.3581 | 5.6728
2099 | 4303603.1232 | 55625.6637 | 26542864.2342 | 15.6211 | 5.6728
2100 | 4377302.9816 | 53471.5638 | 26596335.798 | 15.8886 | 5.6728
2101 | 4452264.9613 | 51400.8813 | 26647736.6793 | 16.1607 | 5.6728
2102 | 4528510.6763 | 49410.3858 | 26697147.0652 | 16.4374 | 5.6728
Note on C8: supersetup: Set to zero as analysis begins 2023
Note on E58: supersetup: PV used for levelized Cost estimate because no costs include in 2022.
Note on G9: supersetup: Adjusted to PW year of 2023 & Used NPV for year 51 since no cost included for 2022

## Capacity Benefit (R.O.R)
Value of Avoided Capacity (Run of River Assumption)
| Marginal Capacity Cost | Total Present Worth | Cumulative present Worth | Value of Avoided Generation Capacity | Levelized Value of capacity
Year
| $ | $ | $ | (¢/kWhr) | (¢/kWhr)
2022 | 0 | 0 | 0 | 0 | 0
2023 | 895925.5854 | 846730.5409 | 846730.5409 | 3.252 | 4.5872
2024 | 915858.2462 | 818040.5486 | 1664771.0895 | 3.3243 | 4.5872
2025 | 936239.5793 | 790327.0631 | 2455098.1526 | 3.3983 | 4.5872
2026 | 957079.8041 | 763556.7038 | 3218654.8564 | 3.474 | 4.5872
2027 | 978389.3755 | 737697.2357 | 3956352.092 | 3.5513 | 4.5872
2028 | 1000178.9895 | 712717.53 | 4669069.6221 | 3.6304 | 4.5872
2029 | 1022459.5885 | 688587.5264 | 5357657.1485 | 3.7113 | 4.5872
2030 | 1040202.0487 | 662070.1224 | 6019727.2709 | 3.7757 | 4.5872
2031 | 1058392.2456 | 636658.0281 | 6656385.299 | 3.8417 | 4.5872
2032 | 1076752.3469 | 612137.0738 | 7268522.3728 | 3.9084 | 4.5872
2033 | 1095348.9628 | 588516.4995 | 7857038.8723 | 3.9759 | 4.5872
2034 | 1114205.4553 | 565776.2435 | 8422815.1158 | 4.0443 | 4.5872
2035 | 1133325.2996 | 543885.2697 | 8966700.3855 | 4.1137 | 4.5872
2036 | 1152881.2962 | 522890.308 | 9489590.6935 | 4.1847 | 4.5872
2037 | 1172545.993 | 502607.7386 | 9992198.432 | 4.2561 | 4.5872
2038 | 1192681.9815 | 483166.9593 | 10475365.3913 | 4.3292 | 4.5872
2039 | 1212936.5168 | 464391.1413 | 10939756.5326 | 4.4027 | 4.5872
2040 | 1233748.2614 | 446422.1089 | 11386178.6415 | 4.4782 | 4.5872
2041 | 1254876.3882 | 429134.4442 | 11815313.0857 | 4.5549 | 4.5872
2042 | 1276366.3373 | 412516.2431 | 12227829.3288 | 4.6329 | 4.5872
2043 | 1298224.305 | 396541.5807 | 12624370.9096 | 4.7122 | 4.5872
2044 | 1320456.5938 | 381185.536 | 13005556.4456 | 4.7929 | 4.5872
2045 | 1343069.614 | 366424.153 | 13371980.5987 | 4.875 | 4.5872
2046 | 1366069.8855 | 352234.4036 | 13724215.0022 | 4.9585 | 4.5872
2047 | 1389464.0402 | 338594.1512 | 14062809.1534 | 5.0434 | 4.5872
2048 | 1413258.8233 | 325482.1166 | 14388291.2699 | 5.1298 | 4.5872
2049 | 1437461.0957 | 312877.8446 | 14701169.1145 | 5.2176 | 4.5872
2050 | 1462077.8357 | 300761.6721 | 15001930.7866 | 5.307 | 4.5872
2051 | 1487116.1412 | 289114.6976 | 15291045.4842 | 5.3979 | 4.5872
2052 | 1512583.2314 | 277918.7513 | 15568964.2355 | 5.4903 | 4.5872
2053 | 1538486.4494 | 267156.3673 | 15836120.6028 | 5.5843 | 4.5872
2054 | 1564833.264 | 256810.7558 | 16092931.3587 | 5.68 | 4.5872
2055 | 1591631.2718 | 246865.7774 | 16339797.1361 | 5.7772 | 4.5872
2056 | 1618888.1995 | 237305.9176 | 16577103.0537 | 5.8762 | 4.5872
2057 | 1646611.9063 | 228116.2627 | 16805219.3165 | 5.9768 | 4.5872
2058 | 1674810.3858 | 219282.4765 | 17024501.793 | 6.0792 | 4.5872
2059 | 1703491.7685 | 210790.7781 | 17235292.5711 | 6.1833 | 4.5872
2060 | 1732664.3243 | 202627.9201 | 17437920.4912 | 6.2892 | 4.5872
2061 | 1762336.4645 | 194781.1682 | 17632701.6594 | 6.3969 | 4.5872
2062 | 1792516.7447 | 187238.2812 | 17819939.9407 | 6.5064 | 4.5872
2063 | 1823213.8667 | 179987.492 | 17999927.4327 | 6.6178 | 4.5872
2064 | 1854436.6816 | 173017.4891 | 18172944.9217 | 6.7312 | 4.5872
2065 | 1886194.192 | 166317.399 | 18339262.3207 | 6.8464 | 4.5872
2066 | 1918495.5546 | 159876.7695 | 18499139.0902 | 6.9637 | 4.5872
2067 | 1951350.0829 | 153685.5529 | 18652824.6431 | 7.0829 | 4.5872
2068 | 1984767.25 | 147734.0907 | 18800558.7338 | 7.2042 | 4.5872
2069 | 2018756.6912 | 142013.0984 | 18942571.8322 | 7.3276 | 4.5872
2070 | 2053328.2068 | 136513.6512 | 19079085.4834 | 7.4531 | 4.5872
2071 | 2088491.7648 | 131227.1697 | 19210312.6531 | 7.5807 | 4.5872
2072 | 2124257.5041 | 126145.4068 | 19336458.06 | 7.7106 | 4.5872
2073 | 2160635.7371 | 121260.4349 | 19457718.4948 | 7.8426 | 4.5872
2074 | 2197636.9529 | 116564.6331 | 19574283.1279 | 7.9769 | 4.5872
2075 | 2235271.8202 | 112050.6759 | 19686333.8038 | 8.1135 | 4.5872
2076 | 2273551.1903 | 107711.5214 | 19794045.3252 | 8.2525 | 4.5872
2077 | 2312486.1004 | 103540.4003 | 19897585.7255 | 8.3938 | 4.5872
2078 | 2352087.7768 | 99530.8056 | 19997116.5311 | 8.5375 | 4.5872
2079 | 2392367.6379 | 95676.4822 | 20092793.0133 | 8.6837 | 4.5872
2080 | 2433337.2978 | 91971.4172 | 20184764.4305 | 8.8324 | 4.5872
2081 | 2475008.5693 | 88409.8305 | 20273174.261 | 8.9837 | 4.5872
2082 | 2517393.4677 | 84986.1661 | 20358160.4271 | 9.1375 | 4.5872
2083 | 2560504.2139 | 81695.0828 | 20439855.5099 | 9.294 | 4.5872
2084 | 2604353.2383 | 78531.4465 | 20518386.9564 | 9.4532 | 4.5872
2085 | 2648953.1838 | 75490.3218 | 20593877.2781 | 9.6151 | 4.5872
2086 | 2694316.9102 | 72566.9644 | 20666444.2425 | 9.7797 | 4.5872
2087 | 2740457.4973 | 69756.8138 | 20736201.0563 | 9.9472 | 4.5872
2088 | 2787388.249 | 67055.4861 | 20803256.5424 | 10.1176 | 4.5872
2089 | 2835122.6969 | 64458.7672 | 20867715.3096 | 10.2908 | 4.5872
2090 | 2883674.6046 | 61962.6059 | 20929677.9155 | 10.4671 | 4.5872
2091 | 2933057.971 | 59563.1084 | 20989241.0239 | 10.6463 | 4.5872
2092 | 2983287.0351 | 57256.5312 | 21046497.5552 | 10.8286 | 4.5872
2093 | 3034376.2796 | 55039.2761 | 21101536.8313 | 11.0141 | 4.5872
2094 | 3086340.4352 | 52907.884 | 21154444.7153 | 11.2027 | 4.5872
2095 | 3139194.4848 | 50859.0299 | 21205303.7452 | 11.3945 | 4.5872
2096 | 3192953.6681 | 48889.5176 | 21254193.2628 | 11.5897 | 4.5872
2097 | 3247633.4855 | 46996.2745 | 21301189.5373 | 11.7881 | 4.5872
2098 | 3303249.7032 | 45176.3471 | 21346365.8844 | 11.99 | 4.5872
2099 | 3359818.3571 | 43426.8962 | 21389792.7806 | 12.1953 | 4.5872
2100 | 3417355.7577 | 41745.1927 | 21431537.9733 | 12.4042 | 4.5872
2101 | 3475878.4951 | 40128.6131 | 21471666.5864 | 12.6166 | 4.5872
2102 | 3535403.4433 | 38574.6354 | 21510241.2218 | 12.8327 | 4.5872
Note on C9: supersetup: Set to zero as analysis begins 2023
Note on G10: supersetup: Adjusted to PW year of 2023 & Used NPV for year 51 since no cost included for 2022

## Capacity Benefit (Dispatch)
Value of Avoided Capacity (Fully Dispatchable Assumption)
Plant Effective Capacity reflecting 95% FOR and a 16.0% Reserve Margin
Year | Effective Capacity | Marginal Capacity Cost | Total Present Worth | Cumulative Present Worth | Value of Avoided Generation Capacity | Levelized Value of capacity
| MW |  |  |  | (¢/kWhr) | (¢/kWhr)
2022 | 0 | 0 | 0 | 0 | 0 | 0
2023 | 5.1677 | 1509722.9762 | 1426824.4742 | 1426824.4742 | 5.4799 | 7.7568
2024 | 5.1677 | 1548771.354 | 1383355.7467 | 2810180.221 | 5.6217 | 7.7568
2025 | 5.1677 | 1584484.9102 | 1337543.6516 | 4147723.8725 | 5.7513 | 7.7568
2026 | 5.1677 | 1613889.7486 | 1287558.6043 | 5435282.4768 | 5.858 | 7.7568
2027 | 5.1677 | 1647215.814 | 1241986.6598 | 6677269.1366 | 5.979 | 7.7568
2028 | 5.1677 | 1686629.0539 | 1201874.9705 | 7879144.1071 | 6.1221 | 7.7568
2029 | 5.1677 | 1730084.5669 | 1165145.9538 | 9044290.0609 | 6.2798 | 7.7568
2030 | 5.1677 | 1760106.2488 | 1120276.3551 | 10164566.416 | 6.3888 | 7.7568
2031 | 5.1677 | 1790885.5376 | 1077277.0301 | 11241843.446 | 6.5005 | 7.7568
2032 | 5.1677 | 1821952.3184 | 1035785.5862 | 12277629.0322 | 6.6133 | 7.7568
2033 | 5.1677 | 1853419.3012 | 995817.6583 | 13273446.6906 | 6.7275 | 7.7568
2034 | 5.1677 | 1885326.0161 | 957339.3005 | 14230785.9911 | 6.8433 | 7.7568
2035 | 5.1677 | 1917678.3437 | 920297.9969 | 15151083.988 | 6.9607 | 7.7568
2036 | 5.1677 | 1950768.6763 | 884772.8186 | 16035856.8066 | 7.0808 | 7.7568
2037 | 5.1677 | 1984042.9386 | 850453.0658 | 16886309.8724 | 7.2016 | 7.7568
2038 | 5.1677 | 2018114.6645 | 817557.6902 | 17703867.5626 | 7.3253 | 7.7568
2039 | 5.1677 | 2052386.9814 | 785787.4831 | 18489655.0458 | 7.4497 | 7.7568
2040 | 5.1677 | 2087602.1416 | 755382.4225 | 19245037.4683 | 7.5775 | 7.7568
2041 | 5.1677 | 2123352.6459 | 726130.2915 | 19971167.7598 | 7.7073 | 7.7568
2042 | 5.1677 | 2159715.3831 | 698010.9472 | 20669178.707 | 7.8393 | 7.7568
2043 | 5.1677 | 2196700.8377 | 670980.5226 | 21340159.2296 | 7.9735 | 7.7568
2044 | 5.1677 | 2234319.6739 | 644996.8492 | 21985156.0788 | 8.1101 | 7.7568
2045 | 5.1677 | 2272582.7383 | 620019.3917 | 22605175.4705 | 8.2489 | 7.7568
2046 | 5.1677 | 2311501.0635 | 596009.1845 | 23201184.6551 | 8.3902 | 7.7568
2047 | 5.1677 | 2351085.871 | 572928.7709 | 23774113.426 | 8.5339 | 7.7568
2048 | 5.1677 | 2391348.5743 | 550742.1447 | 24324855.5708 | 8.68 | 7.7568
2049 | 5.1677 | 2432300.7826 | 529414.694 | 24854270.2648 | 8.8287 | 7.7568
2050 | 5.1677 | 2473954.3036 | 508913.1474 | 25363183.4122 | 8.9799 | 7.7568
2051 | 5.1677 | 2516321.1476 | 489205.5217 | 25852388.9339 | 9.1337 | 7.7568
2052 | 5.1677 | 2559413.5302 | 470261.0724 | 26322650.0062 | 9.2901 | 7.7568
2053 | 5.1677 | 2603243.8764 | 452050.2455 | 26774700.2518 | 9.4492 | 7.7568
2054 | 5.1677 | 2647824.8239 | 434544.6317 | 27209244.8834 | 9.611 | 7.7568
2055 | 5.1677 | 2693169.227 | 417716.9215 | 27626961.8049 | 9.7756 | 7.7568
2056 | 5.1677 | 2739290.1598 | 401540.8632 | 28028502.6681 | 9.943 | 7.7568
2057 | 5.1677 | 2786200.9207 | 385991.2216 | 28414493.8897 | 10.1133 | 7.7568
2058 | 5.1677 | 2833915.0355 | 371043.7388 | 28785537.6285 | 10.2864 | 7.7568
2059 | 5.1677 | 2882446.2617 | 356675.0962 | 29142212.7247 | 10.4626 | 7.7568
2060 | 5.1677 | 2931808.5926 | 342862.8783 | 29485075.6029 | 10.6418 | 7.7568
2061 | 5.1677 | 2982016.2609 | 329585.5375 | 29814661.1405 | 10.824 | 7.7568
2062 | 5.1677 | 3033083.7432 | 316822.3608 | 30131483.5013 | 11.0094 | 7.7568
2063 | 5.1677 | 3085025.7638 | 304553.4373 | 30436036.9385 | 11.1979 | 7.7568
2064 | 5.1677 | 3137857.2995 | 292759.6269 | 30728796.5654 | 11.3897 | 7.7568
2065 | 5.1677 | 3191593.5833 | 281422.531 | 31010219.0964 | 11.5847 | 7.7568
2066 | 5.1677 | 3246250.1091 | 270524.4634 | 31280743.5598 | 11.7831 | 7.7568
2067 | 5.1677 | 3301842.6363 | 260048.4226 | 31540791.9824 | 11.9849 | 7.7568
2068 | 5.1677 | 3358387.1939 | 249978.0658 | 31790770.0482 | 12.1902 | 7.7568
2069 | 5.1677 | 3415900.0857 | 240297.6828 | 32031067.7311 | 12.3989 | 7.7568
2070 | 5.1677 | 3474397.8945 | 230992.172 | 32262059.9031 | 12.6112 | 7.7568
2071 | 5.1677 | 3533897.4871 | 222047.0165 | 32484106.9196 | 12.8272 | 7.7568
2072 | 5.1677 | 3594416.0194 | 213448.2614 | 32697555.181 | 13.0469 | 7.7568
2073 | 5.1677 | 3655970.9407 | 205182.4926 | 32902737.6736 | 13.2703 | 7.7568
2074 | 5.1677 | 3718579.9994 | 197236.815 | 33099974.4886 | 13.4976 | 7.7568
2075 | 5.1677 | 3782261.2478 | 189598.8333 | 33289573.3219 | 13.7287 | 7.7568
2076 | 5.1677 | 3847033.0473 | 182256.6319 | 33471829.9538 | 13.9638 | 7.7568
2077 | 5.1677 | 3912914.0737 | 175198.7567 | 33647028.7104 | 14.203 | 7.7568
2078 | 5.1677 | 3979923.3226 | 168414.1972 | 33815442.9076 | 14.4462 | 7.7568
2079 | 5.1677 | 4048080.1152 | 161892.3693 | 33977335.2769 | 14.6936 | 7.7568
2080 | 5.1677 | 4117404.1032 | 155623.0987 | 34132958.3755 | 14.9452 | 7.7568
2081 | 5.1677 | 4187915.2751 | 149596.6052 | 34282554.9807 | 15.2011 | 7.7568
2082 | 5.1677 | 4259633.9615 | 143803.4872 | 34426358.4679 | 15.4615 | 7.7568
2083 | 5.1677 | 4332580.8413 | 138234.7073 | 34564593.1752 | 15.7262 | 7.7568
2084 | 5.1677 | 4406776.9475 | 132881.578 | 34697474.7533 | 15.9956 | 7.7568
2085 | 5.1677 | 4482243.6734 | 127735.7483 | 34825210.5016 | 16.2695 | 7.7568
2086 | 5.1677 | 4559002.7784 | 122789.1905 | 34947999.692 | 16.5481 | 7.7568
2087 | 5.1677 | 4637076.3948 | 118034.1877 | 35066033.8797 | 16.8315 | 7.7568
2088 | 5.1677 | 4716487.0337 | 113463.3221 | 35179497.2019 | 17.1197 | 7.7568
2089 | 5.1677 | 4797257.5919 | 109069.463 | 35288566.6649 | 17.4129 | 7.7568
2090 | 5.1677 | 4879411.3582 | 104845.7557 | 35393412.4206 | 17.7111 | 7.7568
2091 | 5.1677 | 4962972.0203 | 100785.6112 | 35494198.0319 | 18.0144 | 7.7568
2092 | 5.1677 | 5047963.6714 | 96882.6956 | 35591080.7274 | 18.3229 | 7.7568
2093 | 5.1677 | 5134410.8175 | 93130.92 | 35684211.6474 | 18.6367 | 7.7568
2094 | 5.1677 | 5222338.3841 | 89524.4317 | 35773736.0792 | 18.9559 | 7.7568
2095 | 5.1677 | 5311771.7237 | 86057.6044 | 35859793.6836 | 19.2805 | 7.7568
2096 | 5.1677 | 5402736.6228 | 82725.0298 | 35942518.7133 | 19.6107 | 7.7568
2097 | 5.1677 | 5495259.3096 | 79521.5088 | 36022040.2221 | 19.9465 | 7.7568
2098 | 5.1677 | 5589366.4616 | 76442.044 | 36098482.2661 | 20.2881 | 7.7568
2099 | 5.1677 | 5685085.2128 | 73481.8312 | 36171964.0974 | 20.6355 | 7.7568
2100 | 5.1677 | 5782443.1622 | 70636.2525 | 36242600.3499 | 20.9889 | 7.7568
2101 | 5.1677 | 5881468.3814 | 67900.8686 | 36310501.2185 | 21.3483 | 7.7568
2102 | 5.1677 | 5982189.4225 | 65271.4123 | 36375772.6308 | 21.7139 | 7.7568
Note on B3: supersetup: See 2018 marginal cost update Figure 7 for FOR for GT, and 2020 update for reserve margin adjustment. Reference capital budget working area - 2020 Marginal Cost update - "2020 Marginal Cost Update Capacity Cost.pdf"
Note on C9: supersetup: Set to zero as analysis begins 2023
Note on H10: supersetup: Adjusted to PW year of 2023 & Used NPV for year 51 since no cost included for 2022