## 5 year detailed Inv 1
Newfoundland and Labrador Hydro
2027 Capital Budget Application
Five-Year Capital Plan Summary By Investment Class1
($000)
Commencement Year | (All)
SY-Start Year | (All)
MY-Start Year | (All)
Range | (All)
Program Subcategory | (All)
| 2026 and Prior Years | 2027 | 2028 | 2029 | 2030 | 2031 | Total
Access | 2941.3 | 11166.1 | 7426.5 | 6112 | 6216 | 6321 | 40182.9
Allowance for Unforeseen |  | 1000 | 1000 | 1000 | 1000 | 1000 | 5000
General Plant | 16109.929 | 44826.957 | 58031.4753 | 54841.4202 | 36654.2436 | 34612.3908 | 245076.4159
Mandatory | 1188.8 | 1223.4 | 3701.5 | 2221.6 | 2384.5 | 747.7 | 11467.5
Renewal | 31319.4758 | 179326.9842 | 188908.7736 | 173768.2412 | 133961.1751 | 71462.0799 | 778746.7298
Service Enhancement | 9406.0262 | 16479.1 | 19160.248 | 16391.9064 | 16487.3348 | 16095.3 | 94019.9154
System Growth | 135318.85 | 291575.802 | 618265.2852 | 592607.6914 | 329690.7049 | 158995.8898 | 2126454.2233
Total Capital Plan | 196284.381 | 545598.3432 | 896493.7821 | 846942.8592 | 526393.9584 | 289234.3605 | 3300947.6843
1 Numbers may not add due to rounding.

## 5 year detailed Inv 2
Newfoundland and Labrador Hydro
2027 Capital Budget Application
Five-Year Capital Plan - By Investment Classification1
($000)
Commencement Year | (All)
MY-Start Year | (All)
Range | (All)
Program Subcategory | (All)
Supplemental Y/N | (All)
| 2026 and Prior Years | 2027 | 2028 | 2029 | 2030 | 2031 | Total
Access
Battle Harbour Data Solutions Inc. - Non-Firm Service Connection (2026-2027) | 334.4 | 264.7 | 0 | 0 | 0 | 0 | 599.1
Interconnection and Integration of the Nain Wind Micro-Grid System | 0 | 233.3 | 1077.7 | 0 | 0 | 0 | 1311
Interconnection and Integration of the Puffin Wind Inc. Renewable Energy Project (2025-2027) - Ramea | 1246 | 32 | 0 | 0 | 0 | 0 | 1278
Line Extension and Upgrades for Maritime Resources (2026-2028) | 256.1 | 12.6 | 350.8 | 0 | 0 | 0 | 619.5
Provide Service Extensions (2027) | 0 | 5816.7 | 0 | 0 | 0 | 0 | 5816.7
Provide Service Extensions (2028) | 0 | 0 | 5998 | 0 | 0 | 0 | 5998
Provide Service Extensions (2029) | 0 | 0 | 0 | 6112 | 0 | 0 | 6112
Provide Service Extensions (2030) | 0 | 0 | 0 | 0 | 6216 | 0 | 6216
Provide Service Extensions (2031) | 0 | 0 | 0 | 0 | 0 | 6321 | 6321
TL210 Modification - New Found Gold (2026–2027) | 696.1 | 3854.1 | 0 | 0 | 0 | 0 | 4550.2
Upgrade Distribution System (2026-2027) - Wiltondale | 408.7 | 952.7 | 0 | 0 | 0 | 0 | 1361.4
Access Total | 2941.3 | 11166.1 | 7426.5 | 6112 | 6216 | 6321 | 40182.9
Allowance for Unforeseen
Allowance for Unforeseen Items (2027) | 0 | 1000 | 0 | 0 | 0 | 0 | 1000
Allowance for Unforeseen Items (2028) | 0 | 0 | 1000 | 0 | 0 | 0 | 1000
Allowance for Unforeseen Items (2029) | 0 | 0 | 0 | 1000 | 0 | 0 | 1000
Allowance for Unforeseen Items (2030) | 0 | 0 | 0 | 0 | 1000 | 0 | 1000
Allowance for Unforeseen Items (2031) | 0 | 0 | 0 | 0 | 0 | 1000 | 1000
Allowance for Unforeseen Total | 0 | 1000 | 1000 | 1000 | 1000 | 1000 | 5000
General Plant
Augmented Reality / Virtual Reality Rollout (2028) | 0 | 0 | 557 | 0 | 0 | 0 | 557
Clarity Replacement (2027) | 0 | 474.6 | 0 | 0 | 0 | 0 | 474.6
Construct Pole Storage Ramps (2027-2028) - Happy Valley | 0 | 58.9 | 336.6 | 0 | 0 | 0 | 395.5
Implement Configuration Management Database (2028-2029) | 0 | 0 | 621.1 | 200 | 0 | 0 | 821.1
Implement Meter Management System (2028) | 0 | 0 | 500 | 0 | 0 | 0 | 500
Implement Performance Management System (2028-2029 ) | 0 | 0 | 250 | 350 | 0 | 0 | 600
Implement Recruitment System (2028-2029 ) | 0 | 0 | 100 | 550 | 0 | 0 | 650
Install CCTV Systems (2027) | 0 | 553.3 | 0 | 0 | 0 | 0 | 553.3
Install CCTV Systems (2028) | 0 | 0 | 477.6 | 0 | 0 | 0 | 477.6
Install CCTV Systems (2029) | 0 | 0 | 0 | 491.9 | 0 | 0 | 491.9
Install CCTV Systems (2030) | 0 | 0 | 0 | 0 | 506.7 | 0 | 506.7
Install CCTV Systems (2031) | 0 | 0 | 0 | 0 | 0 | 521.9 | 521.9
Install Electric Vehicle Chargers (2027-2028) - Hydro Sites | 0 | 274.5 | 326.1 | 0 | 0 | 0 | 600.6
Install Electric Vehicle Chargers (2028-2029) - Hydro Sites | 0 | 0 | 278.8 | 326.33 | 0 | 0 | 605.13
Install Electric Vehicle Chargers (2029-2030) - Hydro Sites | 0 | 0 | 0 | 284.5 | 332.2 | 0 | 616.7
Install Electric Vehicle Chargers (2030-2031) - Hydro Sites | 0 | 0 | 0 | 0 | 289.6 | 338.1 | 627.7
Install Electric Vehicle Chargers (2031-2032) - Hydro Sites | 0 | 0 | 0 | 0 | 0 | 294.8 | 294.8
Install Fire Protection in 230 kV Stations (2027-2028) - Bottom Brook | 0 | 73.8 | 578.3 | 0 | 0 | 0 | 652.1
Install Plant Heating System (2028-2030) - Holyrood | 0 | 0 | 4887.3 | 6858.9 | 3354.9 | 0 | 15101.1
Microsoft Enterprise Agreement (2028-2030) | 0 | 0 | 627.2 | 597.24 | 597.24 | 0 | 1821.68
Microsoft Enterprise Agreement (2031-2033) | 0 | 0 | 0 | 0 | 0 | 627.102 | 627.102
Microsoft Enterprise Agreement (2025-2027) | 426.643 | 426.643 | 426.643 | 0 | 0 | 0 | 1279.929
Migrate Legacy Applications (2027) | 0 | 988.2 | 0 | 0 | 0 | 0 | 988.2
Migrate Legacy Applications (2028) | 0 | 0 | 998.2 | 0 | 0 | 0 | 998.2
Modify Office Buildings and Procure Furniture, Fixtures and Equipment (2027) | 0 | 992.4 | 0 | 0 | 0 | 0 | 992.4
Modify Office Buildings and Procure Furniture, Fixtures and Equipment (2028) | 0 | 0 | 577.5 |  |  |  | 577.5
Modify Office Buildings and Procure Furniture, Fixtures and Equipment (2029) | 0 | 0 |  | 589.3 |  |  | 589.3
Modify Office Buildings and Procure Furniture, Fixtures and Equipment (2030) | 0 | 0 |  |  | 599.8 |  | 599.8
Modify Office Buildings and Procure Furniture, Fixtures and Equipment (2031) | 0 | 0 |  |  |  | 610.6 | 610.6
Perform Accessibility Upgrades (2027) | 0 | 555.3 | 0 | 0 | 0 | 0 | 555.3
Perform Accessibility Upgrades (2028) | 0 | 0 | 264.3703 | 0 | 0 | 0 | 264.3703
Perform Accessibility Upgrades (2029) | 0 | 0 | 0 | 269.0135 | 0 | 0 | 269.0135
Perform Accessibility Upgrades (2030) | 0 | 0 | 0 | 0 | 273.7382 | 0 | 273.7382
Perform Accessibility Upgrades (2031) | 0 | 0 | 0 | 0 | 0 | 278.6655 | 278.6655
Perform Facilities Refurbishments (2027) | 0 | 1470.2 | 0 | 0 | 0 | 0 | 1470.2
Perform Facilities Refurbishments (2028) | 0 | 0 | 2000 | 0 | 0 | 0 | 2000
Perform Facilities Refurbishments (2029) | 0 | 0 | 0 | 2000 | 0 | 0 | 2000
Perform Facilities Refurbishments (2030) | 0 | 0 | 0 | 0 | 2000 | 0 | 2000
Perform Facilities Refurbishments (2031) | 0 | 0 | 0 | 0 | 0 | 2000 | 2000
Perform Minor Telecommunications Enhancements (2027) | 0 | 157.1 | 0 | 0 | 0 | 0 | 157.1
Perform Minor Telecommunications Enhancements (2028) | 0 | 0 | 163 | 0 | 0 | 0 | 163
Perform Minor Telecommunications Enhancements (2029) | 0 | 0 | 0 | 166.3 | 0 | 0 | 166.3
Perform Minor Telecommunications Enhancements (2030) | 0 | 0 | 0 | 0 | 169.3 | 0 | 169.3
Perform Minor Telecommunications Enhancements (2031) | 0 | 0 | 0 | 0 | 0 | 172.3 | 172.3
Perform Software Upgrades and Minor Enhancements - Information Technology (2026-2027) | 649.9 | 1097.2 | 0 | 0 | 0 | 0 | 1747.1
Perform Software Upgrades and Minor Enhancements - Information Technology (2027-2028) | 0 | 1298 | 249.4 | 0 | 0 | 0 | 1547.4
Perform Software Upgrades and Minor Enhancements - Information Technology (2028-2029) | 0 | 0 | 1383.3 | 210 | 0 | 0 | 1593.3
Perform Software Upgrades and Minor Enhancements - Information Technology (2029-2030) | 0 | 0 | 0 | 1035.7 | 632.1 | 0 | 1667.8
Perform Software Upgrades and Minor Enhancements - Information Technology (2030-2031) | 0 | 0 | 0 | 0 | 1247.2 | 410 | 1657.2
Perform Software Upgrades and Minor Enhancements - Information Technology (2031-2032) | 0 | 0 | 0 | 0 | 0 | 1496.8 | 1496.8
Perform Software Upgrades and Minor Enhancements - Operational Technology (2027) | 0 | 274.8 | 0 | 0 | 0 | 0 | 274.8
Perform Software Upgrades and Minor Enhancements - Operational Technology (2028) | 0 | 0 | 250 | 0 | 0 | 0 | 250
Perform Software Upgrades and Minor Enhancements - Operational Technology (2029) | 0 | 0 | 0 | 350 | 0 | 0 | 350
Perform Software Upgrades and Minor Enhancements - Operational Technology (2030) | 0 | 0 | 0 | 0 | 275 | 0 | 275
Perform Software Upgrades and Minor Enhancements - Operational Technology (2031) | 0 | 0 | 0 | 0 | 0 | 325 | 325
Procure Accommodations (2027) - Postville | 0 | 732.5 | 0 | 0 | 0 | 0 | 732.5
Procure Accommodations (2028) - Labrador | 0 | 0 | 738.7 | 0 | 0 | 0 | 738.7
Procure Accommodations (2029) - Labrador | 0 | 0 | 0 | 753.8 | 0 | 0 | 753.8
Procure Accommodations (2030) - Labrador | 0 | 0 | 0 | 0 | 767.3 | 0 | 767.3
Procure Accommodations (2031) - Labrador | 0 | 0 | 0 | 0 | 0 | 781 | 781
Procurement of Lidar for Digitization of Transmission Lines (2027) | 0 | 500 | 0 | 0 | 0 | 0 | 500
Purchase Mobile Devices (2027) | 0 | 327 | 0 | 0 | 0 | 0 | 327
Purchase Mobile Devices (2028) | 0 | 0 | 166 | 0 | 0 | 0 | 166
Purchase Mobile Devices (2029) | 0 | 0 | 0 | 336.5 | 0 | 0 | 336.5
Purchase Mobile Devices (2030) | 0 | 0 | 0 | 0 | 352.3 | 0 | 352.3
Purchase Mobile Devices (2031) | 0 | 0 | 0 | 0 | 0 | 182.1 | 182.1
Purchase Personal Computers (2027) | 0 | 1649.6 | 0 | 0 | 0 | 0 | 1649.6
Purchase Personal Computers (2028) | 0 | 0 | 770 | 0 | 0 | 0 | 770
Purchase Personal Computers (2029) | 0 | 0 | 0 | 1250 | 0 | 0 | 1250
Purchase Personal Computers (2030) | 0 | 0 | 0 | 0 | 1080 | 0 | 1080
Purchase Personal Computers (2031) | 0 | 0 | 0 | 0 | 0 | 1350 | 1350
Purchase Tools and Equipment (2027) | 0 | 2176 | 0 | 0 | 0 | 0 | 2176 | #REF!
Purchase Tools and Equipment (2028) | 0 | 0 | 2218.2144 | 0 | 0 | 0 | 2218.2144
Purchase Tools and Equipment (2029) | 0 | 0 | 0 | 2263.466 | 0 | 0 | 2263.466
Purchase Tools and Equipment (2030) | 0 | 0 | 0 | 0 | 2303.982 | 0 | 2303.982
Purchase Tools and Equipment (2031) | 0 | 0 | 0 | 0 | 0 | 2345.2233 | 2345.2233
Refurbish Intake Access Road (2027-2028) - Bay d'Espoir | 0 | 465 | 2796.8 | 0 | 0 | 0 | 3261.8
Refurbish Meteorological Stations - Phase 2 (2026-2027) | 528.1 | 167.4 | 0 | 0 | 0 | 0 | 695.5
Refurbish Middle and Upper Parking Lots (2028-2029) - Hydro Place | 0 | 0 | 750 | 1000 | 0 | 0 | 1750
Refurbish Phase 1 Exterior Precast Concrete Panel - Powerhouse 1 (2028-2029) - Bay d'Espoir | 0 | 0 | 100 | 1459.6 | 0 | 0 | 1559.6
Refurbish Rip Rap - CD4 (2028-2029) - Cat Arm | 0 | 0 | 150 | 1500 | 0 | 0 | 1650
Refurbish Spillway (2028-2030) - North Salmon Spillway | 0 | 0 | 500 | 1500 | 1500 | 0 | 3500
Refurbish Spillway (2030-2032) - West Salmon Spillway | 0 | 0 | 0 | 0 | 500 | 1500 | 2000
Refurbish Storm Sewer System (2028-2031) - Bishop's Falls | 0 | 0 | 560 | 315 | 565 | 245 | 1685
Renew Property, Grounds and Infrastructure (2028) | 0 | 0 | 737.06 | 0 | 0 | 0 | 737.06
Renew Property, Grounds and Infrastructure (2029) | 0 | 0 | 0 | 61 | 0 | 0 | 61
Renew Property, Grounds and Infrastructure (2030) | 0 | 0 | 0 | 0 | 460 | 0 | 460
Renew Property, Grounds and Infrastructure (2031) | 0 | 0 | 0 | 0 | 0 | 740 | 740
Replace 48 V Battery Banks and Chargers (2026-2027) | 250.1 | 524.4 | 0 | 0 | 0 | 0 | 774.5
Replace 48 V Battery Banks and Chargers (2027-2028) | 0 | 52.3 | 428.9 |  | 0 | 0 | 481.2
Replace 48 V Battery Banks and Chargers (2028-2029) | 0 | 0 | 103 | 484 | 0 | 0 | 587
Replace 48 V Battery Banks and Chargers (2029-2030) | 0 | 0 | 0 | 106.1 | 498.4 | 0 | 604.5
Replace 48 V Battery Banks and Chargers (2030-2031) | 0 | 0 | 0 | 0 | 109.3 | 513.4 | 622.7
Replace 48 V Battery Banks and Chargers (2031-2032) | 0 | 0 | 0 | 0 | 0 | 112.6 | 112.6
Replace Back-up Generators (2028-2029) - Microwave Repeater Sites (East) | 0 | 0 | 100.3 | 415.1 | 0 | 0 | 515.4
Replace Back-up Generators at Microwave Repeater Sites (2026-2027) | 94.5 | 391.3 | 0 | 0 | 0 | 0 | 485.8
Replace Burnt Dam Septic System (2028-2029) - Bay d'Espoir | 0 | 0 | 75 | 250 | 0 | 0 | 325
Replace Cisco Call Manager Appliances (2027) | 0 | 213.5 | 0 | 0 | 0 | 0 | 213.5
Replace Cycle Charge System (2029-2030) - Gull Pond Hill | 0 | 0 | 0 | 75 | 250 | 0 | 325
Replace Diesel Shop (2028-2029) - Bishop's Falls | 0 | 0 | 1422 | 889.9 | 0 | 0 | 2311.9
Replace Diesel Shop (2028-2029) - Goose Bay | 0 | 0 | 500 | 1500 | 0 | 0 | 2000
Replace Gasoline Tank (2030-2031) - Cat Arm | 0 | 0 | 0 | 0 | 25 | 75 | 100
Replace GRID Application (2026-2027) | 134.947 | 363.853 | 0 | 0 | 0 | 0 | 498.8
Replace Heavy-Duty Mobile Equipment (2026-2028) | 173.8 | 1809.7 | 2112.2 | 0 | 0 | 0 | 4095.7
Replace Heavy-Duty Mobile Equipment (2027-2028) | 0 | 1996.2 | 579.3 | 0 | 0 | 0 | 2575.5
Replace Heavy-Duty Mobile Equipment (2028-2029) | 0 | 0 | 2615.2 | 1134.7 | 0 | 0 | 3749.9
Replace Heavy-Duty Mobile Equipment (2029-2030) | 0 | 0 | 0 | 1434.3 | 1086.1 | 0 | 2520.4
Replace Heavy-Duty Mobile Equipment (2030-2031) | 0 | 0 | 0 | 0 | 1698.1 | 1383 | 3081.1
Replace Heavy-Duty Mobile Equipment (2031-2032) | 0 | 0 | 0 | 0 | 0 | 1244.8 | 1244.8
Replace Heavy-Duty Vehicles (2026-2028) | 1524.1 | 788.5 | 2204.4 | 0 | 0 | 0 | 4517
Replace Heavy-Duty Vehicles (2027-2029) | 0 | 835.4 | 1303.3 | 1309.2 | 0 | 0 | 3447.9
Replace Heavy-Duty Vehicles (2028-2029) | 0 | 0 | 2121.4 | 2125.5 | 0 | 0 | 4246.9
Replace Heavy-Duty Vehicles (2029-2031) | 0 | 0 | 0 | 782.4 | 1327.5 | 2702.5 | 4812.4
Replace Heavy-Duty Vehicles (2030-2031) | 0 | 0 | 0 | 0 | 929.1 | 1924.8 | 2853.9
Replace Heavy-Duty Vehicles (2031-2033) | 0 | 0 | 0 | 0 | 0 | 1661.6 | 1661.6
Replace Light- and Heavy-Duty Vehicles (2025-2027) | 4390.4 | 3447.2 | 0 | 0 | 0 | 0 | 7837.6
Replace Light-Duty Mobile Equipment (2027) | 0 | 1542 | 0 | 0 | 0 | 0 | 1542
Replace Light-Duty Mobile Equipment (2028) | 0 | 0 | 1091.3 | 0 | 0 | 0 | 1091.3
Replace Light-Duty Mobile Equipment (2029) | 0 | 0 | 0 | 1285 | 0 | 0 | 1285
Replace Light-Duty Mobile Equipment (2030) | 0 | 0 | 0 | 0 | 1443.8 | 0 | 1443.8
Replace Light-Duty Mobile Equipment (2031) | 0 | 0 | 0 | 0 | 0 | 1476.3 | 1476.3
Replace Light-Duty Vehicles (2026-2027) | 2547.5 | 548.6 | 0 | 0 | 0 | 0 | 3096.1
Replace Light-Duty Vehicles (2027-2028) | 0 | 3125.9 | 701.6 | 0 | 0 | 0 | 3827.5
Replace Light-Duty Vehicles (2028-2029) | 0 | 0 | 3083 | 358.9 | 0 | 0 | 3441.9
Replace Light-Duty Vehicles (2029-2030) | 0 | 0 | 0 | 3334.3 | 398.6 | 0 | 3732.9
Replace Light-Duty Vehicles (2030-2031) | 0 | 0 | 0 | 0 | 3055.7 | 412.5 | 3468.2
Replace Light-Duty Vehicles (2031-2032) | 0 | 0 | 0 | 0 | 0 | 3381.4 | 3381.4
Replace Mobile Equipment (2025-2027) | 2028.2 | 3202.3 | 0 | 0 | 0 | 0 | 5230.5
Replace Network Communications Equipment (2026-2027) | 1038.4 | 99 | 0 | 0 | 0 | 0 | 1137.4
Replace Network Communications Equipment (2027-2028) | 0 | 624.6 | 63.6 | 0 | 0 | 0 | 688.2
Replace Network Communications Equipment (2028-2029) | 0 | 0 | 1100 | 102 | 0 | 0 | 1202
Replace Network Communications Equipment (2029-2030) | 0 | 0 | 0 | 1200 | 105 | 0 | 1305
Replace Network Communications Equipment (2030-2031) | 0 | 0 | 0 | 0 | 400 | 50 | 450
Replace Network Communications Equipment (2031-2032) | 0 | 0 | 0 | 0 | 0 | 500 | 500
Replace Peripheral Infrastructure (2027) | 0 | 461.8 | 0 | 0 | 0 | 0 | 461.8
Replace Peripheral Infrastructure (2028) | 0 | 0 | 202.965 | 0 | 0 | 0 | 202.965
Replace Peripheral Infrastructure (2029) | 0 | 0 | 0 | 189.105 | 0 | 0 | 189.105
Replace Peripheral Infrastructure (2030) | 0 | 0 | 0 | 0 | 538.335 | 0 | 538.335
Replace Peripheral Infrastructure (2031) | 0 | 0 | 0 | 0 | 0 | 327.3 | 327.3
Replace Power Line Carrier (2027-2029) - TL212 | 0 | 154.9 | 1552.7 | 419.1 | 0 | 0 | 2126.7
Replace Powerhouse 2 Roof (2028-2029) - Bay d'Espoir | 0 | 0 | 100 | 960 | 0 | 0 | 1060
Replace Powerhouse Roof (2029-2030) - Cat Arm | 0 | 0 | 0 | 100 | 1500 | 0 | 1600
Replace Powerhouse Roof (2030 -2031) - Upper Salmon | 0 | 0 | 0 | 0 | 150 | 1250 | 1400
Replace Radio Link to Hydraulic Control Structure (2026-2027) - Ebbegunbaeg | 470.5 | 756.8 | 0 | 0 | 0 | 0 | 1227.3
Replace Remote Terminal Unit Interface Boards (2028-2030) | 0 | 0 | 350 | 350 | 350 | 0 | 1050
Replace Roof (2027-2028) - Cartwright | 0 | 214.5 | 1254.2 | 0 | 0 | 0 | 1468.7
Replace Simple Network Management Protocol Alarm Encoders (2028-2030) | 0 | 0 | 200 | 350 | 350 | 0 | 900
Replace Teleprotection Equipment (2026-2028) | 964.4 | 310.6 | 224.8 | 0 | 0 | 0 | 1499.8
Replace Walkway to Toe of Dam (2026-2027) - Paradise River | 16.8 | 566.1 | 0 | 0 | 0 | 0 | 582.9
Replace/Upgrade IS Server Room Fire Suppression System (2028) - Hydro Place | 0 | 0 | 578.1 | 0 | 0 | 0 | 578.1
Stabilize Powerhouse Slope (2027) - Cat Arm | 0 | 1729.8 | 0 | 0 | 0 | 0 | 1729.8
SWOP Replacement (2027-2028) | 0 | 1053.9 | 455.8 | 0 | 0 | 0 | 1509.7
Telecommunications In-Service Failures (2027) | 0 | 118.8 | 0 | 0 | 0 | 0 | 118.8
Telecommunications In-Service Failures (2028) | 0 | 0 | 127.7226 | 0 | 0 | 0 | 127.7226
Telecommunications In-Service Failures (2029) | 0 | 0 | 0 | 129.9658 | 0 | 0 | 129.9658
Telecommunications In-Service Failures (2030) | 0 | 0 | 0 | 0 | 132.2484 | 0 | 132.2484
Telecommunications In-Service Failures (2031) | 0 | 0 | 0 | 0 | 0 | 137.6 | 137.6
Update Cybersecurity Infrastructure (2027) | 0 | 342.6 | 0 | 0 | 0 | 0 | 342.6
Update Cybersecurity Infrastructure (2028) | 0 | 0 | 575 | 0 | 0 | 0 | 575
Update Cybersecurity Infrastructure (2029) | 0 | 0 | 0 | 592 | 0 | 0 | 592
Update Cybersecurity Infrastructure (2030) | 0 | 0 | 0 | 0 | 600 | 0 | 600
Update Cybersecurity Infrastructure (2031) | 0 | 0 | 0 | 0 | 0 | 611.2 | 611.2
Upgrade Core Information Technology Infrastructure (2027) | 0 | 2909.4 | 0 | 0 | 0 | 0 | 2909.4
Upgrade Core Information Technology Infrastructure (2028) | 0 | 0 | 2919 | 0 | 0 | 0 | 2919
Upgrade Core Information Technology Infrastructure (2029) | 0 | 0 | 0 | 2165 | 0 | 0 | 2165
Upgrade Core Information Technology Infrastructure (2030) | 0 | 0 | 0 | 0 | 1535 | 0 | 1535
Upgrade Core Information Technology Infrastructure (2031) | 0 | 0 | 0 | 0 | 0 | 1567.5 | 1567.5
Upgrade Core IT Infrastructure (2026-2027) | 871.639 | 522.861 | 0 | 0 | 0 | 0 | 1394.5
Upgrade Core Operational Technology Infrastructure (2027) | 0 | 561.2 | 0 | 0 | 0 | 0 | 561.2
Upgrade Core Operational Technology Infrastructure (2028) | 0 | 0 | 950 | 0 | 0 | 0 | 950
Upgrade Core Operational Technology Infrastructure (2029) | 0 | 0 | 0 | 425 | 0 | 0 | 425
Upgrade Core Operational Technology Infrastructure (2030) | 0 | 0 | 0 | 0 | 450 | 0 | 450
Upgrade Core Operational Technology Infrastructure (2031) | 0 | 0 | 0 | 0 | 0 | 650 | 650
Upgrade Energy Management System (2027-2028) | 0 | 375.9 | 385.8 | 0 | 0 | 0 | 761.7
Upgrade Energy Management System (2029-2030) | 0 | 0 | 0 | 397.9 | 415.7 | 0 | 813.6
Upgrade Energy Management System (2031-2032) | 0 | 0 | 0 | 0 | 0 | 412.3 | 412.3
Upgrade Fire System (2029) - Holyrood | 0 | 0 | 0 | 700 | 0 | 0 | 700
Upgrade Line Depot (2027-2029) - Bay d'Espoir | 0 | 470.6 | 1811.7 | 3918.4 | 0 | 0 | 6200.7
USL 600V and 208V Panelboard Upgrade (2028-2029) - Upper Salmon | 0 |  | 100 | 140 | 0 | 0 | 240
Utiligy Replacement (2028-2030) | 0 |  | 1300 | 2500 | 1500 | 0 | 5300
General Plant Total | 16109.929 | 44826.957 | 58031.4753 | 54841.4202 | 36654.2436 | 34612.3908 | 245076.4159
Mandatory
Inspect Fuel Storage Tanks (2030) - Holyrood | 0 | 0 | 0 | 0 | 650 | 0 | 650
Purchase Meters and Metering Equipment (2027) | 0 | 737.6 | 0 | 0 | 0 | 0 | 737.6
Purchase Meters and Metering Equipment (2028) | 0 | 0 | 707.2 | 0 | 0 | 0 | 707.2
Purchase Meters and Metering Equipment (2029) | 0 | 0 | 0 | 721.6 | 0 | 0 | 721.6
Purchase Meters and Metering Equipment (2030) | 0 | 0 | 0 | 0 | 734.5 | 0 | 734.5
Purchase Meters and Metering Equipment (2031) | 0 | 0 | 0 | 0 | 0 | 747.7 | 747.7
Replace Metering and Instrument Transformers (2028-2030) | 0 | 0 | 2500 | 1500 | 1000 | 0 | 5000
Upgrade PLX Metering System (2026-2028) - Labrador East | 1188.8 | 485.8 | 494.3 | 0 | 0 | 0 | 2168.9
Mandatory Total | 1188.8 | 1223.4 | 3701.5 | 2221.6 | 2384.5 | 747.7 | 11467.5
Renewal
Combustion Turbine In-Service Failures (2027) | 0 | 1038 | 0 | 0 | 0 | 0 | 1038
Combustion Turbine In-Service Failures (2028) | 0 | 0 | 1059.1 | 0 | 0 | 0 | 1059.1
Combustion Turbine In-Service Failures (2029) | 0 | 0 | 0 | 1086.5 | 0 | 0 | 1086.5
Combustion Turbine In-Service Failures (2030) | 0 | 0 | 0 | 0 | 1112 | 0 | 1112
Combustion Turbine In-Service Failures (2031) | 0 | 0 | 0 | 0 | 0 | 1138.1 | 1138.1
Diesel In-Service Failures (2027) | 0 | 1256.9 | 0 | 0 | 0 | 0 | 1256.9
Diesel In-Service Failures (2028) | 0 | 0 | 1279.1 | 0 | 0 | 0 | 1279.1
Diesel In-Service Failures (2029) | 0 | 0 | 0 | 1312.2 | 0 | 0 | 1312.2
Diesel In-Service Failures (2030) | 0 | 0 | 0 | 0 | 1343 | 0 | 1343
Diesel In-Service Failures (2031) | 0 | 0 | 0 | 0 | 0 | 1374.5 | 1374.5
Discharge Ring Machining and Turbine Refurbishment (2028-2029) - Upper Salmon | 0 | 0 | 1500 | 7500 | 0 | 0 | 9000
Distribution System In-Service Failures and Miscellaneous Upgrades (2027) | 0 | 6665.2 | 0 | 0 | 0 | 0 | 6665.2
Distribution System In-Service Failures and Miscellaneous Upgrades (2028) | 0 | 0 | 6914 | 0 | 0 | 0 | 6914
Distribution System In-Service Failures and Miscellaneous Upgrades (2029) | 0 | 0 | 0 | 7055 | 0 | 0 | 7055
Distribution System In-Service Failures and Miscellaneous Upgrades (2030) | 0 | 0 | 0 | 0 | 7181 | 0 | 7181
Distribution System In-Service Failures and Miscellaneous Upgrades (2031) | 0 | 0 | 0 | 0 | 0 | 7310 | 7310
Fabricate and Install Stoplog Racks (2026-2027) - Bay d'Espoir | 85 | 659.1 | 0 | 0 | 0 | 0 | 744.1
Hydraulic In-Service Failures (2027) | 0 | 3353.5 | 0 | 0 | 0 | 0 | 3353.5
Hydraulic In-Service Failures (2028) | 0 | 0 | 3379.4 | 0 | 0 | 0 | 3379.4
Hydraulic In-Service Failures (2029) | 0 | 0 | 0 | 3455 | 0 | 0 | 3455
Hydraulic In-Service Failures (2030) | 0 | 0 | 0 | 0 | 3523.7 | 0 | 3523.7
Hydraulic In-Service Failures (2031) | 0 | 0 | 0 | 0 | 0 | 3593.7 | 3593.7
Inspect Fuel Storage Tanks (2027-2028) - Makkovik | 0 | 187.5 | 2586.3 | 0 | 0 | 0 | 2773.8
Inspect Fuel Storage Tanks (2028-2029) - Black Tickle | 0 | 0 | 127.4 | 1766.3 | 0 | 0 | 1893.7
Inspect Fuel Storage Tanks (2029-2030) - Nain | 0 | 0 | 0 | 130.7 | 1807.8 | 0 | 1938.5
Inspect Fuel Storage Tanks (2031-2032) - Postville | 0 | 0 | 0 | 0 | 0 | 136.9 | 136.9
Install Breaker Failure Protection (2027-2028) | 0 | 993.1 | 1523.7 | 0 | 0 | 0 | 2516.8
Install Breaker Failure Protection (2028-2029) - Hardwoods | 0 | 0 | 144.305 | 298.212 | 0 | 0 | 442.517
Install Breaker Failure Protection (2029-2030) - Wabush Terminal Station | 0 | 0 | 0 | 222.2629 | 458.7774 | 0 | 681.0402
Install Breaker Failure Protection (2031-2032) - Upper Salmon | 0 | 0 | 0 | 0 | 0 | 95.1963 | 95.1963
L23/24 Steel-Tower Transmission Line Renewal (2026-2029) | 576.2 | 2735.3 | 2539.1 | 2726.8 | 0 | 0 | 8577.4
Major Combustion Turbine Overhaul (2027–2029) - Holyrood | 0 | 6652.1 | 33191.7 | 38350.5 | 0 | 0 | 78194.3
Overhaul Generator - Unit 3 (2027) - Holyrood | 0 | 3823.8 | 0 | 0 | 0 | 0 | 3823.8
Overhaul Hydraulic Units (2027) | 0 | 4436.5 | 0 | 0 | 0 | 0 | 4436.5
Overhaul Hydraulic Units (2028) | 0 | 0 | 3897.9 | 0 | 0 | 0 | 3897.9
Overhaul Hydraulic Units (2029) | 0 | 0 | 0 | 500 | 0 | 0 | 500
Overhaul Hydraulic Units (2030) | 0 | 0 | 0 | 0 | 1350 | 0 | 1350
Overhaul Hydraulic Units (2031) | 0 | 0 | 0 | 0 | 0 | 1300 | 1300
Overhaul Main Enclosure (2027) - Stephenville | 0 | 975.4 | 0 | 0 | 0 | 0 | 975.4
Overhaul Major Pumps and Associated Motors (2027) - Holyrood | 0 | 3355.2 | 0 | 0 | 0 | 0 | 3355.2
Overhaul Major Pumps and Associated Motors (2028) - Holyrood | 0 | 0 | 930 | 0 | 0 | 0 | 930
Overhaul Major Pumps and Associated Motors (2029) - Holyrood | 0 | 0 | 0 | 420 | 0 | 0 | 420
Overhaul Marine Terminal Loading Arms (2027) - Holyrood | 0 | 831.1 | 0 | 0 | 0 | 0 | 831.1
Overhaul Spherical Valves Unit 1 and 2 (2031-2032) - Cat Arm | 0 | 0 | 0 | 0 | 0 | 250 | 250
Overhaul Turbine Valves - Unit 1 (2027) - Holyrood | 0 | 7973.1 | 0 | 0 | 0 | 0 | 7973.1
Overhaul Turbine Valves - Unit 2 (2029) - Holyrood | 0 | 0 | 0 | 8500 | 0 | 0 | 8500
Overhaul Turbine Valves - Unit 3 (2028) - Holyrood | 0 | 0 | 12000 | 0 | 0 | 0 | 12000
Perform Boiler Condition Assessment and Miscellaneous Upgrades (2027) - Holyrood | 0 | 10119.7 | 0 | 0 | 0 | 0 | 10119.7
Perform Boiler Condition Assessment and Miscellaneous Upgrades (2028) - Holyrood | 0 | 0 | 8500 | 0 | 0 | 0 | 8500
Perform Boiler Condition Assessment and Miscellaneous Upgrades (2029) - Holyrood | 0 | 0 | 0 | 7000 | 0 | 0 | 7000
Perform Dam Infrastructure Refurbishments (2027) | 0 | 526.3 | 0 | 0 | 0 | 0 | 526.3
Perform Dam Infrastructure Refurbishments (2028) | 0 | 0 | 505 | 0 | 0 | 0 | 505
Perform Dam Infrastructure Refurbishments (2029) | 0 | 0 | 0 | 505 | 0 | 0 | 505
Perform Dam Infrastructure Refurbishments (2030) | 0 | 0 | 0 | 0 | 505 | 0 | 505
Perform Dam Infrastructure Refurbishments (2031) | 0 | 0 | 0 | 0 | 0 | 505 | 505
Perform Level 2 Condition Assessment - Turbine and Generator (2028) - Cat Arm | 0 | 0 | 500 | 0 | 0 | 0 | 500
Perform Level 2 Condition Assessment - Chemical Tanks (2031) - Holyrood | 0 | 0 | 0 | 0 | 0 | 350 | 350
Perform Level 2 Condition Assessment - Condenser and Condenser Tubes (2026-2027) - Holyrood | 577.3 | 51.7 | 0 | 0 | 0 | 0 | 629
Perform Level 2 Condition Assessment - Intake (2029) - Upper Salmon | 0 | 0 | 0 | 250 | 0 | 0 | 250
Perform Level 2 Condition Assessment - Penstock (2029) - Upper Salmon | 0 | 0 | 0 | 200 | 0 | 0 | 200
Perform Level 2 Condition Assessment - Penstock (2030) - Granite Canal | 0 | 0 | 0 |  | 200 | 0 | 200
Perform Level 2 Condition Assessment - Spillway (2029) - Hinds Lake | 0 | 0 | 0 | 450 | 0 | 0 | 450
Perform Level 2 Condition Assessment - Station Service (2029) - Hinds Lake | 0 | 0 | 0 | 200 | 0 | 0 | 200
Perform Level 2 Condition Assessment - Station Service (2029) - Paradise River | 0 | 0 | 0 | 200 | 0 | 0 | 200
Perform Level 2 Condition Assessment - Station Service (2030) - Cat Arm | 0 | 0 | 0 | 0 | 200 | 0 | 200
Perform Level 2 Condition Assessment - Steel Section (2027) - Paradise River | 0 | 174 | 0 | 0 | 0 | 0 | 174
Perform Level 2 Condition Assessment - West Salmon Spillway (2027-2028) - Upper Salmon | 0 | 639.5 | 29.6 | 0 | 0 | 0 | 669.1
Perform Major Inspection - Synchronous Condenser 1 (2026-2027) - Wabush Terminal Station | 43 | 700.7 | 0 | 0 | 0 | 0 | 743.7
Perform Major Inspection - Synchronous Condenser 2 (2027-2028) - Wabush Terminal Station | 0 | 63.6 | 661.3 | 0 | 0 | 0 | 724.9
Perform Major Inspection - Synchronous Condenser 2 (2030-2031) - Wabush Terminal Station | 0 | 0 | 0 | 0 | 102.078 | 579.2064 | 681.2844
Perform Modified Major Inspection - Synchronous Condenser 1 (2029-2030) - Wabush Terminal Station | 0 | 0 | 0 | 104.9885 | 609.027 | 0 | 714.0155
Refurbish Air Intake (2031-2032) - Happy Valley | 0 | 0 | 0 | 0 | 0 | 200 | 200
Refurbish Aluminum Towers (2027-2028) - TL212 | 0 | 165.7 | 2591.3 | 0 | 0 | 0 | 2757
Refurbish Draft Tube Deck - Phase 3 (2027-2029) - Bay d'Espoir | 0 | 159.6 | 806 | 839.4 | 0 | 0 | 1805
Refurbish Generator (2030-2032) - Upper Salmon | 0 | 0 | 0 | 0 | 500 | 5000 | 5500
Refurbish Intake 4 (2026-2028) - Bay d'Espoir | 284.4 | 3069.4 | 3069.4 | 0 | 0 | 0 | 6423.2
Refurbish MD-1 (2027-2030) - Ebbegunbaeg | 0 | 665.8 | 1919.1 | 3312.4 | 5137.5 | 0 | 11034.8
Refurbish Spillway (2031-2033) - Hinds Lake | 0 | 0 | 0 | 0 | 0 | 500 | 500
Refurbish Stage II Cooling Water Sumps (2028) - Holyrood | 0 | 0 | 4719 | 0 | 0 | 0 | 4719
Refurbish Steel Towers (2029-2030) - TL202/TL206 | 0 | 0 | 0 | 160 | 2150 | 0 | 2310
Refurbish Structure (2027-2031) - Salmon River Spillway | 0 | 699 | 7026.5 | 22018.8 | 5150.7 | 5427 | 40322
Refurbish Turbine (2030-2032) - Hinds Lake | 0 | 0 | 0 | 0 | 500 | 7500 | 8000
Refurbish Water Treatment Systems (2026-2027) - Holyrood | 524.5 | 936.3 | 0 | 0 | 0 | 0 | 1460.8
Renew Circuit Breakers (2026-2028) | 188.2 | 2250.1 | 1975.6 | 0 | 0 | 0 | 4413.9
Renew Circuit Breakers (2027-2029) | 0 | 130 | 168.9 | 1651.6 | 0 | 0 | 1950.5
Renew Circuit Breakers (2028-2030) | 0 | 0 | 909.3 | 329.7 | 1841.8 | 0 | 3080.8
Renew Circuit Breakers (2029-2031) | 0 | 0 | 0 | 1084.1 | 1241.1 | 1321.4 | 3646.6
Renew Circuit Breakers (2030-2032) | 0 | 0 | 0 | 0 | 1407.2996 | 1082.7146 | 2490.0142
Renew Circuit Breakers (2031-2033) | 0 | 0 | 0 | 0 | 0 | 1519.7001 | 1519.7001
Renew Diesel Units (2027) | 0 | 3642 | 0 | 0 | 0 | 0 | 3642
Renew Diesel Units (2028) | 0 | 0 | 2062 | 0 | 0 | 0 | 2062
Renew Diesel Units (2029) | 0 | 0 | 0 | 2101 | 0 | 0 | 2101
Renew Diesel Units (2030) | 0 | 0 | 0 | 0 | 2137 | 0 | 2137
Renew Diesel Units (2031) | 0 | 0 | 0 | 0 | 0 | 2173 | 2173
Renew Distribution Feeders (2026-2027) | 1015.3 | 3053 | 0 | 0 | 0 | 0 | 4068.3
Renew Distribution Feeders (2027-2028) | 0 | 242.9 | 2432.7 | 0 | 0 | 0 | 2675.6
Renew Distribution Feeders (2028-2029) | 0 | 0 | 246.8 | 2402.7 | 0 | 0 | 2649.5
Renew Distribution Feeders (2029-2030) | 0 | 0 | 0 | 254.2 | 2474.1 | 0 | 2728.3
Renew Distribution Feeders (2030-2031) | 0 | 0 | 0 | 0 | 261.1 | 2541.5 | 2802.6
Renew Distribution Feeders (2031-2032) | 0 | 0 | 0 | 0 | 0 | 268.2 | 268.2
Renew Self-Supporting Foundation (2029-2030) - TL212 | 0 | 0 | 0 | 100 | 400 | 0 | 500
Replace 125VDC Battery Bank (2026-2027) - Hardwoods | 108.9 | 37.8 | 0 | 0 | 0 | 0 | 146.7
Replace Air Dryer (2026-2027) - Hardwoods | 75.2 | 198 | 0 | 0 | 0 | 0 | 273.2
Replace Annunciator Panel (2027-2028) Upper Salmon | 0 | 141.3 | 242.9 | 0 | 0 | 0 | 384.2
Replace Battery Bank (2026-2027) - Granite Canal | 138.8 | 44.2 | 0 | 0 | 0 | 0 | 183
Replace Battery Bank 1 - Powerhouse 1 (2031-2032) - Bay d'Espoir | 0 | 0 | 0 | 0 | 0 | 100 | 100
Replace Battery Bank 1 (2030-2031) - Cat Arm | 0 | 0 | 0 |  | 100 | 150 | 250
Replace Battery Bank 1 and 2 - Powerhouse 1 (2028-2029) - Bay d'Espoir | 0 | 0 | 200 | 300 | 0 | 0 | 500
Replace Battery Bank 1 and 2 (2028-2029) - Hinds Lake | 0 | 0 | 200 | 300 | 0 | 0 | 500
Replace Battery Bank 2 (2031-2032) - Upper Salmon | 0 | 0 | 0 | 0 | 0 | 100 | 100
Replace Circuit Breaker Reclosing Controllers (2027-2028) - Come by Chance | 0 | 69.1 | 107 | 0 | 0 | 0 | 176.1
Replace Circuit Breaker Reclosing Controllers (2028-2029) - HRD B3L18 | 0 | 0 | 58.8753 | 93.3101 | 0 | 0 | 152.1854
Replace Circuit Breaker Reclosing Controllers (2029-2030) - Indian River | 0 | 0 | 0 | 60.4301 | 95.7741 | 0 | 156.2041
Replace Circuit Breaker Reclosing Controllers (2030-2031) - Bear Cove | 0 | 0 | 0 | 0 | 62.0258 | 98.3032 | 160.329
Replace Control System (2029-2030) - Holyrood | 0 | 0 | 0 | 100 | 400 | 0 | 500
Replace Controllers (2028-2030) - Granite Canal | 0 | 0 | 1250 | 1250 | 1250 | 0 | 3750
Replace DC Fuel Pump (2026-2027) - Hardwoods | 90.4 | 58.4 | 0 | 0 | 0 | 0 | 148.8
Replace Diesel Gensets (2025-2027) | 2148.8358 | 4074.7642 | 0 | 0 | 0 | 0 | 6223.6
Replace Diesel Gensets (2027-2029) | 0 | 224.9 | 258.5 | 2308.1 | 0 | 0 | 2791.5
Replace Diesel Gensets (2027–2029) - Burnt Dam Spillway | 0 | 475.6 | 1409.1 | 107.4 | 0 | 0 | 1992.1
Replace Diesel Gensets (2028-2030) | 0 | 0 | 300 | 300 | 2400 | 0 | 3000
Replace Diesel Gensets (2029-2031) | 0 | 0 | 0 | 550 | 550 | 4100 | 5200
Replace Diesel Gensets (2030-2032) | 0 | 0 | 0 | 0 | 550 | 550 | 1100
Replace Diesel Gensets (2031-2033) | 0 | 0 | 0 | 0 | 0 | 300 | 300
Replace Disconnects (2026-2028) | 169.1 | 1694 | 631.6 | 0 | 0 | 0 | 2494.7
Replace Disconnects (2027-2029) | 0 | 140.1 | 834.9 | 601.9 | 0 | 0 | 1576.9
Replace Disconnects (2028-2030) | 0 | 0 | 230.2457 | 426.9536 | 578.8532 | 0 | 1236.0524
Replace Disconnects (2029-2031) | 0 | 0 | 0 | 250.0234 | 461.3832 | 609.1451 | 1320.5517
Replace Disconnects (2030-2032) | 0 | 0 | 0 | 0 | 298.9715 | 537.257 | 836.2284
Replace Disconnects (2031-2033) | 0 | 0 | 0 | 0 | 0 | 296.884 | 296.884
Replace Emergency Diesel Genset (2025-2027) - Cat Arm | 1487.3 | 0 | 0 | 0 | 0 | 0 | 1487.3
Replace Exciter Controller - SC1 and SC2 (2027-2028) - Wabush | 0 | 467.3 | 200.4 | 0 | 0 | 0 | 667.7
Replace Fuel Oil Water injection Pumps (2029) - Holyrood | 0 | 0 | 0 | 300 | 0 | 0 | 300
Replace Generator Protection (2028-2029) - Holyrood | 0 | 0 | 100 | 150 | 0 | 0 | 250
Replace Glycol Cooler Coil (2031-2032) - Happy Valley | 0 | 0 | 0 | 0 | 0 | 50 | 50
Replace Governor (2031-2032) - Hinds Lake | 0 | 0 | 0 | 0 | 0 | 500 | 500
Replace Hydraulic Lift Pump (2027-2028) - Burnt Dam | 0 | 89.3 | 160.7 | 0 | 0 | 0 | 250
Replace Hydraulic Lift Pump (2030-2032) - Paradise River | 0 | 0 | 0 | 0 | 250 | 500 | 750
Replace Hydraulic Lift Pump (2031-2033) - Upper Salmon | 0 | 0 | 0 | 0 | 0 | 250 | 250
Replace Instrument Transformers (2026-2027) | 371.2 | 196.1 | 0 | 0 | 0 | 0 | 567.3
Replace Instrument Transformers (2027-2028) | 0 | 72 | 365.3 | 0 | 0 | 0 | 437.3
Replace Instrument Transformers (2028-2029) | 0 | 0 | 291.648 | 200.1483 | 0 | 0 | 491.7962
Replace Instrument Transformers (2029-2030) | 0 | 0 | 0 | 255.9932 | 175.253 | 0 | 431.2462
Replace Instrument Transformers (2030-2031) | 0 | 0 | 0 | 0 | 292.1265 | 194.751 | 486.8775
Replace Instrument Transformers (2031-2032) | 0 | 0 | 0 | 0 | 0 | 401.2008 | 401.2008
Replace Parts of Stage 1: 129 Vdc Batteries and Battery Chargers (2026-2027) - Holyrood | 229.1 | 100.1 | 0 | 0 | 0 | 0 | 329.2
Replace Power Cables Synchronous Condensers 1 and 2 (2028-2029) - Wabush Terminal Station | 0 | 0 | 481.7399 | 1007.4428 | 0 | 0 | 1489.1827
Replace Protective Relays (2026-2027) | 616 | 1969.8 | 0 | 0 | 0 | 0 | 2585.8
Replace Protective Relays (2027-2028) | 0 | 700.1 | 2314.2 | 0 | 0 | 0 | 3014.3
Replace Protective Relays (2028-2029) | 0 | 0 | 1030.7499 | 1731.1932 | 0 | 0 | 2761.9431
Replace Protective Relays (2029-2030) | 0 | 0 | 0 | 792.9982 | 1330.4544 | 0 | 2123.4526
Replace Protective Relays (2030-2031) | 0 | 0 | 0 | 0 | 929.0242 | 1513.9653 | 2442.9895
Replace Protective Relays (2031-2032) | 0 | 0 | 0 | 0 | 0 | 1250.1684 | 1250.1684
Replace Rip Rap on LD-5 (2027) - Salmon River Spillway | 0 | 719.6 | 0 | 0 | 0 | 0 | 719.6
Replace Roof (2026-2027) - Hopedale | 190.6 | 1791 | 0 | 0 | 0 | 0 | 1981.6
Replace Switchgear (2028-2030) - Grand Falls Terminal Station | 0 | 0 | 141.05 | 435.5906 | 906.0853 | 0 | 1482.7259
Replace Switchgear Synchronous Condensers 1 and 2 (2028-2029) - Wabush Terminal Station | 0 | 0 | 1192.4149 | 2492.6949 | 0 | 0 | 3685.1097
Replace T1 (2027-2029) - Burgeo | 0 | 309.9 | 499.8 | 1717.3 | 0 | 0 | 2527
Replace Terminal Station Battery Banks and Chargers (2026-2027) | 326.1 | 236.7 | 0 | 0 | 0 | 0 | 562.8
Replace Terminal Station Battery Banks and Chargers (2027-2028) | 0 | 26.1 | 182.4 | 0 | 0 | 0 | 208.5
Replace Terminal Station Battery Banks and Chargers (2028-2029) | 0 | 0 | 137.795 | 94.9364 | 0 | 0 | 232.7314
Replace Terminal Station Battery Banks and Chargers (2029-2030) | 0 | 0 | 0 | 158.5996 | 108.9596 | 0 | 267.5593
Replace Terminal Station Battery Banks and Chargers (2030-2031) | 0 | 0 | 0 | 0 | 113.5474 | 75.6983 | 189.2457
Replace Terminal Station Battery Banks and Chargers (2031-2032) | 0 | 0 | 0 | 0 | 0 | 409.4588 | 409.4588
Replace Two 129 V Chargers - Stage 2 (2029-2030) - Holyrood | 0 | 0 | 0 | 100 | 75 | 0 | 175
Section Replacement and Weld Refurbishment Penstock 2 - Bay d'Espoir | 0 | 0 | 0 | 15014.21 | 65480.1 | 0 | 80494.31
Section Replacement and Weld Refurbishment Penstock 3 - Bay d'Espoir | 14547.09 | 62755.71 | 816.47 | 0 | 0 | 0 | 78119.27
Station Service Switchboard Replacement Powerhouse 1 (2028-2030) - Bay d'Espoir | 0 | 0 | 150 | 1000 | 500 | 0 | 1650
Supply and Install Runner - Unit 2 (2026-2028) - Cat Arm | 582.2 | 1634.6 | 2620.1 | 0 | 0 | 0 | 4836.9
Terminal Station In-Service Failures (2027) | 0 | 2203.3 | 0 | 0 | 0 | 0 | 2203.3
Terminal Station In-service Failures (2028) | 0 | 0 | 2223.9 | 0 | 0 | 0 | 2223.9
Terminal Station In-service Failures (2029) | 0 | 0 | 0 | 2289.2 | 0 | 0 | 2289.2
Terminal Station In-service Failures (2030) | 0 | 0 | 0 | 0 | 2350.7 | 0 | 2350.7
Terminal Station In-service Failures (2031) | 0 | 0 | 0 | 0 | 0 | 2413.8 | 2413.8
Thermal In-Service Failures (2027) | 0 | 3836.4 | 0 | 0 | 0 | 0 | 3836.4
Thermal In-Service Failures (2028) | 0 | 0 | 3881 | 0 | 0 | 0 | 3881
Thermal In-Service Failures (2029) | 0 | 0 | 0 | 3981 | 0 | 0 | 3981
Thermal In-Service Failures (2030) | 0 | 0 | 0 | 0 | 700 | 0 | 700
Transmission In-Service Failures (2027) | 0 | 194.5 | 0 | 0 | 0 | 0 | 194.5
Transmission In-Service Failures (2028) | 0 | 0 | 198.7 | 0 | 0 | 0 | 198.7
Transmission In-Service Failures (2029) | 0 | 0 | 0 | 206 | 0 | 0 | 206
Transmission In-Service Failures (2030) | 0 | 0 | 0 | 0 | 213.1 | 0 | 213.1
Transmission In-Service Failures (2031) | 0 | 0 | 0 | 0 | 0 | 220.5 | 220.5
Unit 7 Life Extension - Bay d'Espoir | 4924.85 | 13503.71 | 45840.38 | 1995.27 | 0 | 0 | 66264.21
Units 1-6 Spherical Valve Refurbishment (2028-2033) - Bay d'Espoir | 0 | 0 | 1500 | 1500 | 1500 | 1500 | 6000
Upgrade Data Alarm Systems (2029-2030) - Springdale | 0 | 0 | 0 | 18.9873 | 35.5552 | 0 | 54.5425
Upgrade Exciter and Transformer - Unit 3 (2029) - Holyrood | 0 | 0 | 0 | 4000 | 0 | 0 | 4000
Upgrade Power Transformers (2026–2027) | 1705 | 401.8 | 0 | 0 | 0 | 0 | 2106.8
Upgrade Power Transformers (2027–2028) | 0 | 518.1 | 766.2 | 0 | 0 | 0 | 1284.3
Upgrade Power Transformers (2028-2029) | 0 | 0 | 86.9 | 2561 | 0 | 0 | 2647.9
Upgrade Power Transformers (2029-2030) | 0 | 0 | 0 | 69.8963 | 1980.3766 | 0 | 2050.2729
Upgrade Power Transformers (2030-2031) | 0 | 0 | 0 | 0 | 51.9032 | 1061.5306 | 1113.4338
Upgrade Power Transformers (2031-2032) | 0 | 0 | 0 | 0 | 0 | 53.3 | 53.3
Upgrade Spherical Valve Controls (2026-2029) - Bay d'Espoir | 314.9 | 219.6 | 358.3 | 460.3 | 0 | 0 | 1353.1
Wood Pole Line Management (2027) | 0 | 7998 | 0 | 0 | 0 | 0 | 7998
Wood Pole Line Management (2028) | 0 | 0 | 8451 | 0 | 0 | 0 | 8451
Wood Pole Line Management (2029) | 0 | 0 | 0 | 8100 | 0 | 0 | 8100
Wood Pole Line Management (2030) | 0 | 0 | 0 | 0 | 8629 | 0 | 8629
Wood Pole Line Management (2031) | 0 | 0 | 0 | 0 | 0 | 10060 | 10060
Renewal Total | 31319.4758 | 179326.9842 | 188908.7736 | 173768.2412 | 133961.1751 | 71462.0799 | 778746.7298
Service Enhancement
Distribution Equipment SCADA Additions - Phase I (2027-2028) | 0 | 548.8 | 822 | 0 | 0 | 0 | 1370.8
Distribution Equipment SCADA Additions (2028-2029) | 0 | 0 | 562.8 | 832.6 | 0 | 0 | 1395.4
Distribution Equipment SCADA Additions (2029-2030) | 0 | 0 | 0 | 579.5 | 857.4 | 0 | 1436.9
Distribution Equipment SCADA Additions (2030-2031) | 0 | 0 | 0 | 0 | 595.3 | 880.7 | 1476
Distribution Equipment SCADA Additions (2031-2032) | 0 | 0 | 0 | 0 | 0 | 611.5 | 611.5
Install Intelligent Electronic Device Management (2029-2030) | 0 | 0 | 0 | 541 | 551.8 | 0 | 1092.8
Install Intelligent Electronic Device Management (2031-2032) | 0 | 0 | 0 | 0 | 0 | 563 | 563
Install Intelligent Electronic Devices Management Software (2026-2028) | 297.2 | 675.4 | 297.6 | 0 | 0 | 0 | 1270.2
Purchase Spare Generator Step Up Transformer (2023-2028) | 1014.2262 | 4313 | 6996.7988 | 0 | 0 | 0 | 12324.025
Relocate Section of Line (2026-2028) - TL220 | 79.7 | 2970.7 | 1041 | 0 | 0 | 0 | 4091.4
Remove Safety Hazards (2027) | 0 | 310.8 | 0 | 0 | 0 | 0 | 310.8
Remove Safety Hazards (2028) | 0 | 0 | 248.5409 | 0 | 0 | 0 | 248.5409
Remove Safety Hazards (2029) | 0 | 0 | 0 | 252.906 | 0 | 0 | 252.906
Remove Safety Hazards (2030) | 0 | 0 | 0 | 0 | 257.3478 | 0 | 257.3478
Remove Safety Hazards (2031) | 0 | 0 | 0 | 0 | 0 | 280 | 280
Replace Diesel Plant (2028-2031) - Rigolet | 0 | 0 | 5000 | 10000 | 10000 | 10000 | 35000
Replace Expansion Joint and Rock Scaling (2026-2027) - Paradise River | 516.9 | 230.4 | 0 | 0 | 0 | 0 | 747.3
Upgrade Blackstart Diesel Instrumentation (2027-2028) - Holyrood | 0 | 234.2 | 203.9 | 0 | 0 | 0 | 438.1
Upgrade Cooling (2026-2027) - Hardwoods | 100.6 | 344.5 | 0 | 0 | 0 | 0 | 445.1
Upgrade Excitation System (2026-2027) - Paradise River | 218.7 | 203.5 | 0 | 0 | 0 | 0 | 422.2
Upgrade Terminal Station for Mobile Substation (2026-2027) - St. Anthony Diesel | 66.1 | 328.6 | 0 | 0 | 0 | 0 | 394.7
Upgrade Terminal Station for Mobile Substation (2027-2028) - Glenburnie | 0 | 78.2 | 330.2 | 0 | 0 | 0 | 408.4
Upgrade Terminal Station for Mobile Substation (2028-2029) - Roddickton | 0 | 0 | 89.6083 | 536.2218 | 0 | 0 | 625.83
Upgrade Terminal Station for Mobile Substation (2029-2030) - Grandy Brook | 0 | 0 | 0 | 94.6786 | 565.187 | 0 | 659.8656
Upgrade Worst-Performing Distribution Feeders (2025-2027) | 6356.3 | 2529.8 | 0 | 0 | 0 | 0 | 8886.1
Upgrade Worst-Performing Distribution Feeders (2026-2027) | 756.3 | 3534.9 | 0 | 0 | 0 | 0 | 4291.2
Upgrade Worst-Performing Distribution Feeders (2027–2028) | 0 | 176.3 | 3388.8 | 0 | 0 | 0 | 3565.1
Upgrade Worst-Performing Distribution Feeders (2028-2029) | 0 | 0 | 179 | 3370.7 | 0 | 0 | 3549.7
Upgrade Worst-Performing Distribution Feeders (2029-2030) | 0 | 0 | 0 | 184.3 | 3471 | 0 | 3655.3
Upgrade Worst-Performing Distribution Feeders (2030-2031) | 0 | 0 | 0 | 0 | 189.3 | 3565.6 | 3754.9
Upgrade Worst-Performing Distribution Feeders (2031-2032) | 0 | 0 | 0 | 0 | 0 | 194.5 | 194.5
Service Enhancement Total | 9406.0262 | 16479.1 | 19160.248 | 16391.9064 | 16487.3348 | 16095.3 | 94019.9154
System Growth
Additions for Load - Cartwright (2024-2027) | 21.5 | 486.292 | 0 | 0 | 0 | 0 | 507.792
Additions for Load (2028) - Distribution System | 0 | 0 | 814.9037 | 0 | 0 | 0 | 814.9037
Additions for Load (2029) - Distribution System | 0 | 0 | 0 | 836.7514 | 0 | 0 | 836.7514
Additions for Load (2030) - Distribution System | 0 | 0 | 0 | 0 | 859.1849 | 0 | 859.1849
Additions for Load (2031) - Distribution System | 0 | 0 | 0 | 0 | 0 | 882.2198 | 882.2198
Additions for Load Growth - Unit 2065 Replacement and Fuel Storage Upgrades (2024-2027) - Rigolet | 3359.4 | 484.5 | 0 | 0 | 0 | 0 | 3843.9
Additions for Load Growth - Upgrade Fuel Storage (2027) - Cartwright | 0 | 442.7 | 0 | 0 | 0 | 0 | 442.7
Additions for Load Growth - Upgrade Fuel Storage (2030-2031) - Nain | 0 | 0 | 0 | 0 | 500 | 2500 | 3000
Additions for Load Growth - Upgrade Terminal Station (2027-2030) - Jean Lake | 0 | 2830.2 | 10819.5 | 9447.8 | 4271.4 | 0 | 27368.9
Additions for Load Growth (2028) - Isolated Generation Stations | 0 | 0 | 967.0515 | 0 | 0 | 0 | 967.0515
Additions for Load Growth (2029) - Isolated Generation Stations | 0 | 0 | 0 | 992.2 | 0 | 0 | 992.2
Additions for Load Growth (2030) - Isolated Generation Stations | 0 | 0 | 0 | 0 | 1015.4 | 0 | 1015.4
Additions for Load Growth (2031) - Isolated Generation Stations | 0 | 0 | 0 | 0 | 0 | 1039.2 | 1039.2
Avalon Combustion Turbine | 98176.43 | 213498.65 | 354337.96 | 288875.03 | 40987.1 | 0 | 995875.17
Installation of Bay d'Espoir Unit 8 | 31202.42 | 73141.86 | 250933.47 | 287237.51 | 253464.02 | 154574.47 | 1050553.75
Upgrade Distribution System - Belleoram Quarry (2026-2027) - English Harbour West | 2559.1 | 691.6 | 0 | 0 | 0 | 0 | 3250.7
Upgrade Transformers (2028-2030) - Sunnyside and Stony Brook | 0 | 0 | 392.4 | 5218.4 | 28593.6 | 0 | 34204.4
System Growth Total | 135318.85 | 291575.802 | 618265.2852 | 592607.6914 | 329690.7049 | 158995.8898 | 2126454.2233
Total Capital Plan | 196284.381 | 545598.3432 | 896493.7821 | 846942.8592 | 526393.9584 | 289234.3605 | 3300947.6843
1 Numbers may not add due to rounding.
CHECK COLUMNS ( | 196284.381 | 545598.3432 | 896493.7821 | 846942.8592 | 526393.9584 | 289234.3605 | 3300947.6843

## 5 year detailed 3
Newfoundland and Labrador Hydro
2027 Capital Budget Application
Five-Year Capital Plan Detailed Breakdown by Major and Minor - Asset Category1
($000)
SY-Start Year | (All)
MY-Start Year | (All)
Range | (All)
Program Subcategory | (All)
| 2026 and Prior Years | 2027 | 2028 | 2029 | 2030 | 2031 | Total
Allowance for Unforeseen Items
Allowance for Unforeseen Items
Allowance for Unforeseen Items (2027) | 0 | 1000 | 0 | 0 | 0 | 0 | 1000
Allowance for Unforeseen Items (2028) | 0 | 0 | 1000 | 0 | 0 | 0 | 1000
Allowance for Unforeseen Items (2029) | 0 | 0 | 0 | 1000 | 0 | 0 | 1000
Allowance for Unforeseen Items (2030) | 0 | 0 | 0 | 0 | 1000 | 0 | 1000
Allowance for Unforeseen Items (2031) | 0 | 0 | 0 | 0 | 0 | 1000 | 1000
Allowance for Unforeseen Items Total | 0 | 1000 | 1000 | 1000 | 1000 | 1000 | 5000
Allowance for Unforeseen Items Total | 0 | 1000 | 1000 | 1000 | 1000 | 1000 | 5000
General Properties
Administration
Modify Office Buildings and Procure Furniture, Fixtures and Equipment (2027) | 0 | 992.4 | 0 | 0 | 0 | 0 | 992.4
Modify Office Buildings and Procure Furniture, Fixtures and Equipment (2028) | 0 | 0 | 577.5 | 0 | 0 | 0 | 577.5
Modify Office Buildings and Procure Furniture, Fixtures and Equipment (2029) | 0 | 0 | 0 | 589.3 | 0 | 0 | 589.3
Modify Office Buildings and Procure Furniture, Fixtures and Equipment (2030) | 0 | 0 | 0 | 0 | 599.8 | 0 | 599.8
Modify Office Buildings and Procure Furniture, Fixtures and Equipment (2031) | 0 | 0 | 0 | 0 | 0 | 610.6 | 610.6
Perform Accessibility Upgrades (2027) | 0 | 555.3 | 0 | 0 | 0 | 0 | 555.3
Perform Accessibility Upgrades (2028) | 0 | 0 | 264.3703 | 0 | 0 | 0 | 264.3703
Perform Accessibility Upgrades (2029) | 0 | 0 | 0 | 269.0135 | 0 | 0 | 269.0135
Perform Accessibility Upgrades (2030) | 0 | 0 | 0 | 0 | 273.7382 | 0 | 273.7382
Perform Accessibility Upgrades (2031) | 0 | 0 | 0 | 0 | 0 | 278.6655 | 278.6655
Remove Safety Hazards (2027) | 0 | 310.8 | 0 | 0 | 0 | 0 | 310.8
Remove Safety Hazards (2028) | 0 | 0 | 248.5409 | 0 | 0 | 0 | 248.5409
Remove Safety Hazards (2029) | 0 | 0 | 0 | 252.906 | 0 | 0 | 252.906
Remove Safety Hazards (2030) | 0 | 0 | 0 | 0 | 257.3478 | 0 | 257.3478
Remove Safety Hazards (2031) | 0 | 0 | 0 | 0 | 0 | 280 | 280
Administration Total | 0 | 1858.5 | 1090.4112 | 1111.2195 | 1130.886 | 1169.2655 | 6360.2822
Information Systems
Augmented Reality / Virtual Reality Rollout (2028) | 0 | 0 | 557 | 0 | 0 | 0 | 557
Clarity Replacement (2027) | 0 | 474.6 | 0 | 0 | 0 | 0 | 474.6
Implement Configuration Management Database (2028-2029) | 0 | 0 | 621.1 | 200 | 0 | 0 | 821.1
Implement Meter Management System (2028) | 0 | 0 | 500 |  | 0 | 0 | 500
Implement Performance Management System (2028-2029 ) | 0 | 0 | 250 | 350 | 0 | 0 | 600
Implement Recruitment System (2028-2029 ) | 0 | 0 | 100 | 550 | 0 | 0 | 650
Microsoft Enterprise Agreement (2028-2030) | 0 | 0 | 627.2 | 597.24 | 597.24 | 0 | 1821.68
Microsoft Enterprise Agreement (2031-2033) | 0 | 0 | 0 | 0 | 0 | 627.102 | 627.102
Microsoft Enterprise Agreement (2025-2027) | 426.643 | 426.643 | 426.643 | 0 | 0 | 0 | 1279.929
Migrate Legacy Applications (2027) | 0 | 988.2 | 0 | 0 | 0 | 0 | 988.2
Migrate Legacy Applications (2028) | 0 | 0 | 998.2 | 0 | 0 | 0 | 998.2
Perform Software Upgrades and Minor Enhancements - Information Technology (2026-2027) | 649.9 | 1097.2 | 0 | 0 | 0 | 0 | 1747.1
Perform Software Upgrades and Minor Enhancements - Information Technology (2027-2028) | 0 | 1298 | 249.4 | 0 | 0 | 0 | 1547.4
Perform Software Upgrades and Minor Enhancements - Information Technology (2028-2029) | 0 | 0 | 1383.3 | 210 | 0 | 0 | 1593.3
Perform Software Upgrades and Minor Enhancements - Information Technology (2029-2030) | 0 | 0 | 0 | 1035.7 | 632.1 | 0 | 1667.8
Perform Software Upgrades and Minor Enhancements - Information Technology (2030-2031) | 0 | 0 | 0 | 0 | 1247.2 | 410 | 1657.2
Perform Software Upgrades and Minor Enhancements - Information Technology (2031-2032) | 0 | 0 | 0 | 0 | 0 | 1496.8 | 1496.8
Perform Software Upgrades and Minor Enhancements - Operational Technology (2027) | 0 | 274.8 | 0 | 0 | 0 | 0 | 274.8
Perform Software Upgrades and Minor Enhancements - Operational Technology (2028) | 0 | 0 | 250 | 0 | 0 | 0 | 250
Perform Software Upgrades and Minor Enhancements - Operational Technology (2029) | 0 | 0 | 0 | 350 | 0 | 0 | 350
Perform Software Upgrades and Minor Enhancements - Operational Technology (2030) | 0 | 0 | 0 | 0 | 275 | 0 | 275
Perform Software Upgrades and Minor Enhancements - Operational Technology (2031) | 0 | 0 | 0 | 0 | 0 | 325 | 325
Purchase Mobile Devices (2027) | 0 | 327 | 0 | 0 | 0 | 0 | 327
Purchase Mobile Devices (2028) | 0 | 0 | 166 | 0 | 0 | 0 | 166
Purchase Mobile Devices (2029) | 0 | 0 | 0 | 336.5 | 0 | 0 | 336.5
Purchase Mobile Devices (2030) | 0 | 0 | 0 | 0 | 352.3 | 0 | 352.3
Purchase Mobile Devices (2031) | 0 | 0 | 0 | 0 | 0 | 182.1 | 182.1
Purchase Personal Computers (2027) | 0 | 1649.6 | 0 | 0 | 0 | 0 | 1649.6
Purchase Personal Computers (2028) | 0 | 0 | 770 | 0 | 0 | 0 | 770
Purchase Personal Computers (2029) | 0 | 0 | 0 | 1250 | 0 | 0 | 1250
Purchase Personal Computers (2030) | 0 | 0 | 0 | 0 | 1080 | 0 | 1080
Purchase Personal Computers (2031) | 0 | 0 | 0 | 0 | 0 | 1350 | 1350
Replace GRID Application (2026-2027) | 134.947 | 363.853 | 0 | 0 | 0 | 0 | 498.8
Replace Peripheral Infrastructure (2027) | 0 | 461.8 | 0 | 0 | 0 | 0 | 461.8
Replace Peripheral Infrastructure (2028) | 0 | 0 | 202.965 | 0 | 0 | 0 | 202.965
Replace Peripheral Infrastructure (2029) | 0 | 0 | 0 | 189.105 | 0 | 0 | 189.105
Replace Peripheral Infrastructure (2030) | 0 | 0 | 0 | 0 | 538.335 | 0 | 538.335
Replace Peripheral Infrastructure (2031) | 0 | 0 | 0 | 0 | 0 | 327.3 | 327.3
SWOP Replacement (2027-2028) | 0 | 1053.9 | 455.8 | 0 | 0 | 0 | 1509.7
Update Cybersecurity Infrastructure (2027) | 0 | 342.6 | 0 | 0 | 0 | 0 | 342.6
Update Cybersecurity Infrastructure (2028) | 0 | 0 | 575 | 0 | 0 | 0 | 575
Update Cybersecurity Infrastructure (2029) | 0 | 0 | 0 | 592 | 0 | 0 | 592
Update Cybersecurity Infrastructure (2030) | 0 | 0 | 0 | 0 | 600 | 0 | 600
Update Cybersecurity Infrastructure (2031) | 0 | 0 | 0 | 0 | 0 | 611.2 | 611.2
Upgrade Core Information Technology Infrastructure (2027) | 0 | 2909.4 | 0 | 0 | 0 | 0 | 2909.4
Upgrade Core Information Technology Infrastructure (2028) | 0 | 0 | 2919 | 0 | 0 | 0 | 2919
Upgrade Core Information Technology Infrastructure (2029) | 0 | 0 | 0 | 2165 | 0 | 0 | 2165
Upgrade Core Information Technology Infrastructure (2030) | 0 | 0 | 0 | 0 | 1535 | 0 | 1535
Upgrade Core Information Technology Infrastructure (2031) | 0 | 0 | 0 | 0 | 0 | 1567.5 | 1567.5
Upgrade Core IT Infrastructure (2026-2027) | 871.639 | 522.861 | 0 | 0 | 0 | 0 | 1394.5
Upgrade Core Operational Technology Infrastructure (2027) | 0 | 561.2 | 0 | 0 | 0 | 0 | 561.2
Upgrade Core Operational Technology Infrastructure (2028) | 0 | 0 | 950 | 0 | 0 | 0 | 950
Upgrade Core Operational Technology Infrastructure (2029) | 0 | 0 | 0 | 425 | 0 | 0 | 425
Upgrade Core Operational Technology Infrastructure (2030) | 0 | 0 | 0 | 0 | 450 | 0 | 450
Upgrade Core Operational Technology Infrastructure (2031) | 0 | 0 | 0 | 0 | 0 | 650 | 650
Upgrade Energy Management System (2027-2028) | 0 | 375.9 | 385.8 | 0 | 0 | 0 | 761.7
Upgrade Energy Management System (2029-2030) | 0 | 0 | 0 | 397.9 | 415.7 | 0 | 813.6
Upgrade Energy Management System (2031-2032) | 0 | 0 | 0 | 0 | 0 | 412.3 | 412.3
Utiligy Replacement (2028-2030) | 0 | 0 | 1300 | 2500 | 1500 | 0 | 5300
Information Systems Total | 2083.129 | 13127.557 | 13687.408 | 11148.445 | 9222.875 | 7959.302 | 57228.716
Properties
Install Electric Vehicle Chargers (2027-2028) - Hydro Sites | 0 | 274.5 | 326.1 | 0 | 0 | 0 | 600.6
Install Electric Vehicle Chargers (2028-2029) - Hydro Sites | 0 | 0 | 278.8 | 326.33 | 0 | 0 | 605.13
Install Electric Vehicle Chargers (2029-2030) - Hydro Sites | 0 | 0 | 0 | 284.5 | 332.2 | 0 | 616.7
Install Electric Vehicle Chargers (2030-2031) - Hydro Sites | 0 | 0 | 0 | 0 | 289.6 | 338.1 | 627.7
Install Electric Vehicle Chargers (2031-2032) - Hydro Sites | 0 | 0 | 0 | 0 | 0 | 294.8 | 294.8
Perform Facilities Refurbishments (2027) | 0 | 1470.2 | 0 | 0 | 0 | 0 | 1470.2
Perform Facilities Refurbishments (2028) | 0 | 0 | 2000 | 0 | 0 | 0 | 2000
Perform Facilities Refurbishments (2029) | 0 | 0 | 0 | 2000 | 0 | 0 | 2000
Perform Facilities Refurbishments (2030) | 0 | 0 | 0 | 0 | 2000 | 0 | 2000
Perform Facilities Refurbishments (2031) | 0 | 0 | 0 | 0 | 0 | 2000 | 2000
Procure Accommodations (2027) - Postville | 0 | 732.5 | 0 | 0 | 0 | 0 | 732.5
Procure Accommodations (2028) - Labrador | 0 | 0 | 738.7 | 0 | 0 | 0 | 738.7
Procure Accommodations (2029) - Labrador | 0 | 0 | 0 | 753.8 | 0 | 0 | 753.8
Procure Accommodations (2030) - Labrador | 0 | 0 | 0 | 0 | 767.3 | 0 | 767.3
Procure Accommodations (2031) - Labrador | 0 | 0 | 0 | 0 | 0 | 781 | 781
Refurbish Middle and Upper Parking Lots (2028-2029) - Hydro Place | 0 | 0 | 750 | 1000 | 0 | 0 | 1750
Refurbish Storm Sewer System (2028-2031) - Bishop's Falls | 0 | 0 | 560 | 315 | 565 | 245 | 1685
Renew Property, Grounds and Infrastructure (2028) | 0 | 0 | 737.06 | 0 | 0 | 0 | 737.06
Renew Property, Grounds and Infrastructure (2029) | 0 | 0 | 0 | 61 | 0 | 0 | 61
Renew Property, Grounds and Infrastructure (2030) | 0 | 0 | 0 | 0 | 460 | 0 | 460
Renew Property, Grounds and Infrastructure (2031) | 0 | 0 | 0 | 0 | 0 | 740 | 740
Replace Burnt Dam Septic System (2028-2029) - Bay d'Espoir | 0 | 0 | 75 | 250 | 0 | 0 | 325
Replace Diesel Shop (2028-2029) - Bishop's Falls | 0 | 0 | 1422 | 889.9 | 0 | 0 | 2311.9
Replace Diesel Shop (2028-2029) - Goose Bay | 0 | 0 | 500 | 1500 | 0 | 0 | 2000
Replace Powerhouse 2 Roof (2028-2029) - Bay d'Espoir | 0 | 0 | 100 | 960 | 0 | 0 | 1060
Replace Powerhouse Roof (2029-2030) - Cat Arm | 0 | 0 | 0 | 100 | 1500 | 0 | 1600
Replace Powerhouse Roof (2030 -2031) - Upper Salmon | 0 | 0 | 0 | 0 | 150 | 1250 | 1400
Replace Roof (2026-2027) - Hopedale | 190.6 | 1791 | 0 | 0 | 0 | 0 | 1981.6
Replace Roof (2027-2028) - Cartwright | 0 | 214.5 | 1254.2 | 0 | 0 | 0 | 1468.7
Replace/Upgrade IS Server Room Fire Suppression System (2028) - Hydro Place | 0 | 0 | 578.1 | 0 | 0 | 0 | 578.1
Upgrade Line Depot (2027-2029) - Bay d'Espoir | 0 | 470.6 | 1811.7 | 3918.4 | 0 | 0 | 6200.7
Properties Total | 190.6 | 4953.3 | 11131.66 | 12358.93 | 6064.1 | 5648.9 | 40347.49
Telecontrol
Install CCTV Systems (2027) | 0 | 553.3 | 0 | 0 | 0 | 0 | 553.3
Install CCTV Systems (2028) | 0 | 0 | 477.6 | 0 | 0 | 0 | 477.6
Install CCTV Systems (2029) | 0 | 0 | 0 | 491.9 | 0 | 0 | 491.9
Install CCTV Systems (2030) | 0 | 0 | 0 | 0 | 506.7 | 0 | 506.7
Install CCTV Systems (2031) | 0 | 0 | 0 | 0 | 0 | 521.9 | 521.9
Install Intelligent Electronic Device Management (2029-2030) | 0 | 0 | 0 | 541 | 551.8 | 0 | 1092.8
Install Intelligent Electronic Device Management (2031-2032) | 0 | 0 | 0 | 0 | 0 | 563 | 563
Install Intelligent Electronic Devices Management Software (2026-2028) | 297.2 | 675.4 | 297.6 | 0 | 0 | 0 | 1270.2
Perform Minor Telecommunications Enhancements (2027) | 0 | 157.1 | 0 | 0 | 0 | 0 | 157.1
Perform Minor Telecommunications Enhancements (2028) | 0 | 0 | 163 | 0 | 0 | 0 | 163
Perform Minor Telecommunications Enhancements (2029) | 0 | 0 | 0 | 166.3 | 0 | 0 | 166.3
Perform Minor Telecommunications Enhancements (2030) | 0 | 0 | 0 | 0 | 169.3 | 0 | 169.3
Perform Minor Telecommunications Enhancements (2031) | 0 | 0 | 0 | 0 | 0 | 172.3 | 172.3
Refurbish Meteorological Stations - Phase 2 (2026-2027) | 528.1 | 167.4 | 0 | 0 | 0 | 0 | 695.5
Replace 48 V Battery Banks and Chargers (2026-2027) | 250.1 | 524.4 | 0 | 0 | 0 | 0 | 774.5
Replace 48 V Battery Banks and Chargers (2027-2028) | 0 | 52.3 | 428.9 | 0 | 0 | 0 | 481.2
Replace 48 V Battery Banks and Chargers (2028-2029) | 0 | 0 | 103 | 484 | 0 | 0 | 587
Replace 48 V Battery Banks and Chargers (2029-2030) | 0 | 0 | 0 | 106.1 | 498.4 | 0 | 604.5
Replace 48 V Battery Banks and Chargers (2030-2031) | 0 | 0 | 0 | 0 | 109.3 | 513.4 | 622.7
Replace 48 V Battery Banks and Chargers (2031-2032) | 0 | 0 | 0 | 0 | 0 | 112.6 | 112.6
Replace Back-up Generators (2028-2029) - Microwave Repeater Sites (East) | 0 | 0 | 100.3 | 415.1 | 0 | 0 | 515.4
Replace Back-up Generators at Microwave Repeater Sites (2026-2027) | 94.5 | 391.3 | 0 | 0 | 0 | 0 | 485.8
Replace Cisco Call Manager Appliances (2027) | 0 | 213.5 | 0 | 0 | 0 | 0 | 213.5
Replace Cycle Charge System (2029-2030) - Gull Pond Hill | 0 | 0 | 0 | 75 | 250 | 0 | 325
Replace Network Communications Equipment (2026-2027) | 1038.4 | 99 | 0 | 0 | 0 | 0 | 1137.4
Replace Network Communications Equipment (2027-2028) | 0 | 624.6 | 63.6 | 0 | 0 | 0 | 688.2
Replace Network Communications Equipment (2028-2029) | 0 | 0 | 1100 | 102 | 0 | 0 | 1202
Replace Network Communications Equipment (2029-2030) | 0 | 0 | 0 | 1200 | 105 | 0 | 1305
Replace Network Communications Equipment (2030-2031) | 0 | 0 | 0 | 0 | 400 | 50 | 450
Replace Network Communications Equipment (2031-2032) | 0 | 0 | 0 | 0 | 0 | 500 | 500
Replace Power Line Carrier (2027-2029) - TL212 | 0 | 154.9 | 1552.7 | 419.1 | 0 | 0 | 2126.7
Replace Radio Link to Hydraulic Control Structure (2026-2027) - Ebbegunbaeg | 470.5 | 756.8 | 0 | 0 | 0 | 0 | 1227.3
Replace Remote Terminal Unit Interface Boards (2028-2030) | 0 |  | 350 | 350 | 350 | 0 | 1050
Replace Simple Network Management Protocol Alarm Encoders (2028-2030) | 0 |  | 200 | 350 | 350 | 0 | 900
Replace Teleprotection Equipment (2026-2028) | 964.4 | 310.6 | 224.8 | 0 | 0 | 0 | 1499.8
Telecommunications In-Service Failures (2027) | 0 | 118.8 | 0 | 0 | 0 | 0 | 118.8
Telecommunications In-Service Failures (2028) | 0 | 0 | 127.7226 | 0 | 0 | 0 | 127.7226
Telecommunications In-Service Failures (2029) | 0 | 0 | 0 | 129.9658 | 0 | 0 | 129.9658
Telecommunications In-Service Failures (2030) | 0 | 0 | 0 | 0 | 132.2484 | 0 | 132.2484
Telecommunications In-Service Failures (2031) | 0 | 0 | 0 | 0 | 0 | 137.6 | 137.6
Telecontrol Total | 3643.2 | 4799.4 | 5189.2226 | 4830.4658 | 3422.7484 | 2570.8 | 24455.8368
Tools and Equipment
Purchase Tools and Equipment (2027) | 0 | 2176 | 0 | 0 | 0 | 0 | 2176
Purchase Tools and Equipment (2028) | 0 | 0 | 2218.2144 | 0 | 0 | 0 | 2218.2144
Purchase Tools and Equipment (2029) | 0 | 0 | 0 | 2263.466 | 0 | 0 | 2263.466
Purchase Tools and Equipment (2030) | 0 | 0 | 0 | 0 | 2303.982 | 0 | 2303.982
Purchase Tools and Equipment (2031) | 0 | 0 | 0 | 0 | 0 | 2345.2233 | 2345.2233
Replace Heavy-Duty Mobile Equipment (2028-2029) | 0 | 0 | 2615.2 | 1134.7 | 0 | 0 | 3749.9
Replace Heavy-Duty Mobile Equipment (2029-2030) | 0 | 0 | 0 | 1434.3 | 1086.1 | 0 | 2520.4
Replace Heavy-Duty Mobile Equipment (2030-2031) | 0 | 0 | 0 | 0 | 1698.1 | 1383 | 3081.1
Replace Heavy-Duty Mobile Equipment (2031-2032) | 0 | 0 | 0 | 0 | 0 | 1244.8 | 1244.8
Replace Light-Duty Mobile Equipment (2028) | 0 | 0 | 1091.3 | 0 | 0 | 0 | 1091.3
Replace Light-Duty Mobile Equipment (2029) | 0 | 0 | 0 | 1285 | 0 | 0 | 1285
Replace Light-Duty Mobile Equipment (2030) | 0 | 0 | 0 | 0 | 1443.8 | 0 | 1443.8
Replace Light-Duty Mobile Equipment (2031) | 0 | 0 | 0 | 0 | 0 | 1476.3 | 1476.3
Tools and Equipment Total | 0 | 2176 | 5924.7144 | 6117.466 | 6531.982 | 6449.3233 | 27199.4857
Transportation
Replace Heavy-Duty Vehicles (2026-2028) | 1524.1 | 788.5 | 2204.4 | 0 | 0 | 0 | 4517
Replace Heavy-Duty Vehicles (2027-2029) | 0 | 835.4 | 1303.3 | 1309.2 | 0 | 0 | 3447.9
Replace Heavy-Duty Vehicles (2028-2029) | 0 | 0 | 2121.4 | 2125.5 | 0 | 0 | 4246.9
Replace Heavy-Duty Vehicles (2029-2031) | 0 | 0 | 0 | 782.4 | 1327.5 | 2702.5 | 4812.4
Replace Heavy-Duty Vehicles (2030-2031) | 0 | 0 | 0 | 0 | 929.1 | 1924.8 | 2853.9
Replace Heavy-Duty Vehicles (2031-2033) | 0 | 0 | 0 | 0 | 0 | 1661.6 | 1661.6
Replace Light- and Heavy-Duty Vehicles (2025-2027) | 4390.4 | 3447.2 | 0 | 0 | 0 | 0 | 7837.6
Replace Light-Duty Vehicles (2026-2027) | 2547.5 | 548.6 | 0 | 0 | 0 | 0 | 3096.1
Replace Light-Duty Vehicles (2027-2028) | 0 | 3125.9 | 701.6 | 0 | 0 | 0 | 3827.5
Replace Light-Duty Vehicles (2028-2029) | 0 | 0 | 3083 | 358.9 | 0 | 0 | 3441.9
Replace Light-Duty Vehicles (2029-2030) | 0 | 0 | 0 | 3334.3 | 398.6 | 0 | 3732.9
Replace Light-Duty Vehicles (2030-2031) | 0 | 0 | 0 | 0 | 3055.7 | 412.5 | 3468.2
Replace Light-Duty Vehicles (2031-2032) | 0 | 0 | 0 | 0 | 0 | 3381.4 | 3381.4
Transportation Total | 8462 | 8745.6 | 9413.7 | 7910.3 | 5710.9 | 10082.8 | 50325.3
General Properties Total | 14378.929 | 35660.357 | 46437.1162 | 43476.8263 | 32083.4914 | 33880.3908 | 205917.1107
Generation
Combustion Turbines
Avalon Combustion Turbine | 98176.43 | 213498.65 | 354337.96 | 288875.03 | 40987.1 | 0 | 995875.17
Combustion Turbine In-Service Failures (2027) | 0 | 1038 | 0 | 0 | 0 | 0 | 1038
Combustion Turbine In-Service Failures (2028) | 0 | 0 | 1059.1 | 0 | 0 | 0 | 1059.1
Combustion Turbine In-Service Failures (2029) | 0 | 0 | 0 | 1086.5 | 0 | 0 | 1086.5
Combustion Turbine In-Service Failures (2030) | 0 | 0 | 0 | 0 | 1112 | 0 | 1112
Combustion Turbine In-Service Failures (2031) | 0 | 0 | 0 | 0 | 0 | 1138.1 | 1138.1
Inspect Fuel Storage Tanks (2030) - Holyrood | 0 | 0 | 0 | 0 | 650 | 0 | 650
Major Combustion Turbine Overhaul (2027–2029) - Holyrood | 0 | 6652.1 | 33191.7 | 38350.5 | 0 | 0 | 78194.3
Overhaul Main Enclosure (2027) - Stephenville | 0 | 975.4 | 0 | 0 | 0 | 0 | 975.4
Refurbish Air Intake (2031-2032) - Happy Valley | 0 | 0 | 0 | 0 | 0 | 200 | 200
Replace 125VDC Battery Bank (2026-2027) - Hardwoods | 108.9 | 37.8 | 0 | 0 | 0 | 0 | 146.7
Replace Air Dryer (2026-2027) - Hardwoods | 75.2 | 198 | 0 | 0 | 0 | 0 | 273.2
Replace Control System (2029-2030) - Holyrood | 0 | 0 | 0 | 100 | 400 | 0 | 500
Replace DC Fuel Pump (2026-2027) - Hardwoods | 90.4 | 58.4 | 0 | 0 | 0 | 0 | 148.8
Replace Fuel Oil Water injection Pumps (2029) - Holyrood | 0 | 0 | 0 | 300 | 0 | 0 | 300
Replace Generator Protection (2028-2029) - Holyrood | 0 | 0 | 100 | 150 | 0 | 0 | 250
Replace Glycol Cooler Coil (2031-2032) - Happy Valley | 0 | 0 | 0 | 0 | 0 | 50 | 50
Upgrade Blackstart Diesel Instrumentation (2027-2028) - Holyrood | 0 | 234.2 | 203.9 | 0 | 0 | 0 | 438.1
Upgrade Cooling (2026-2027) - Hardwoods | 100.6 | 344.5 | 0 | 0 | 0 | 0 | 445.1
Combustion Turbines Total | 98551.53 | 223037.05 | 388892.66 | 328862.03 | 43149.1 | 1388.1 | 1083880.47
Hydraulic Plant
Discharge Ring Machining and Turbine Refurbishment (2028-2029) - Upper Salmon | 0 | 0 | 1500 | 7500 | 0 | 0 | 9000
Fabricate and Install Stoplog Racks (2026-2027) - Bay d'Espoir | 85 | 659.1 | 0 | 0 | 0 | 0 | 744.1
Hydraulic In-Service Failures (2027) | 0 | 3353.5 | 0 | 0 | 0 | 0 | 3353.5
Hydraulic In-Service Failures (2028) | 0 | 0 | 3379.4 | 0 | 0 | 0 | 3379.4
Hydraulic In-Service Failures (2029) | 0 | 0 | 0 | 3455 | 0 | 0 | 3455
Hydraulic In-Service Failures (2030) | 0 | 0 | 0 | 0 | 3523.7 | 0 | 3523.7
Hydraulic In-Service Failures (2031) | 0 | 0 | 0 | 0 | 0 | 3593.7 | 3593.7
Installation of Bay d'Espoir Unit 8 | 31202.42 | 73141.86 | 250933.47 | 287237.51 | 253464.02 | 154574.47 | 1050553.75
Overhaul Hydraulic Units (2027) | 0 | 4436.5 | 0 | 0 | 0 | 0 | 4436.5
Overhaul Hydraulic Units (2028) | 0 | 0 | 3897.9 | 0 | 0 | 0 | 3897.9
Overhaul Hydraulic Units (2029) | 0 | 0 | 0 | 500 | 0 | 0 | 500
Overhaul Hydraulic Units (2030) | 0 | 0 | 0 | 0 | 1350 | 0 | 1350
Overhaul Hydraulic Units (2031) | 0 | 0 | 0 | 0 | 0 | 1300 | 1300
Overhaul Spherical Valves Unit 1 and 2 (2031-2032) - Cat Arm | 0 | 0 | 0 | 0 | 0 | 250 | 250
Perform Dam Infrastructure Refurbishments (2027) | 0 | 526.3 | 0 | 0 | 0 | 0 | 526.3
Perform Dam Infrastructure Refurbishments (2028) | 0 | 0 | 505 | 0 | 0 | 0 | 505
Perform Dam Infrastructure Refurbishments (2029) | 0 | 0 | 0 | 505 | 0 | 0 | 505
Perform Dam Infrastructure Refurbishments (2030) | 0 | 0 | 0 | 0 | 505 | 0 | 505
Perform Dam Infrastructure Refurbishments (2031) | 0 | 0 | 0 | 0 | 0 | 505 | 505
Perform Level 2 Condition Assessment - Turbine and Generator (2028) - Cat Arm | 0 | 0 | 500 | 0 | 0 | 0 | 500
Perform Level 2 Condition Assessment - Intake (2029) - Upper Salmon | 0 | 0 | 0 | 250 | 0 | 0 | 250
Perform Level 2 Condition Assessment - Penstock (2029) - Upper Salmon | 0 | 0 | 0 | 200 | 0 | 0 | 200
Perform Level 2 Condition Assessment - Penstock (2030) - Granite Canal | 0 | 0 | 0 | 0 | 200 | 0 | 200
Perform Level 2 Condition Assessment - Spillway (2029) - Hinds Lake | 0 | 0 | 0 | 450 | 0 | 0 | 450
Perform Level 2 Condition Assessment - Station Service (2029) - Hinds Lake |  | 0 | 0 | 200 | 0 | 0 | 200
Perform Level 2 Condition Assessment - Station Service (2029) - Paradise River | 0 | 0 | 0 | 200 | 0 | 0 | 200
Perform Level 2 Condition Assessment - Station Service (2030) - Cat Arm | 0 | 0 | 0 | 0 | 200 | 0 | 200
Perform Level 2 Condition Assessment - Steel Section (2027) - Paradise River |  | 174 | 0 | 0 | 0 | 0 | 174
Perform Level 2 Condition Assessment - West Salmon Spillway (2027-2028) - Upper Salmon | 0 | 639.5 | 29.6 | 0 | 0 | 0 | 669.1
Refurbish Draft Tube Deck - Phase 3 (2027-2029) - Bay d'Espoir | 0 | 159.6 | 806 | 839.4 | 0 | 0 | 1805
Refurbish Generator (2030-2032) - Upper Salmon | 0 | 0 | 0 | 0 | 500 | 5000 | 5500
Refurbish Intake 4 (2026-2028) - Bay d'Espoir | 284.4 | 3069.4 | 3069.4 | 0 | 0 | 0 | 6423.2
Refurbish Intake Access Road (2027-2028) - Bay d'Espoir | 0 | 465 | 2796.8 | 0 | 0 | 0 | 3261.8
Refurbish MD-1 (2027-2030) - Ebbegunbaeg | 0 | 665.8 | 1919.1 | 3312.4 | 5137.5 | 0 | 11034.8
Refurbish Phase 1 Exterior Precast Concrete Panel - Powerhouse 1 (2028-2029) - Bay d'Espoir | 0 | 0 | 100 | 1459.6 | 0 | 0 | 1559.6
Refurbish Rip Rap - CD4 (2028-2029) - Cat Arm | 0 | 0 | 150 | 1500 | 0 | 0 | 1650
Refurbish Spillway (2028-2030) - North Salmon Spillway | 0 | 0 | 500 | 1500 | 1500 | 0 | 3500
Refurbish Spillway (2030-2032) - West Salmon Spillway | 0 | 0 | 0 | 0 | 500 | 1500 | 2000
Refurbish Spillway (2031-2033) - Hinds Lake | 0 | 0 | 0 | 0 | 0 | 500 | 500
Refurbish Structure (2027-2031) - Salmon River Spillway | 0 | 699 | 7026.5 | 22018.8 | 5150.7 | 5427 | 40322
Refurbish Turbine (2030-2032) - Hinds Lake | 0 | 0 | 0 | 0 | 500 | 7500 | 8000
Replace Annunciator Panel (2027-2028) Upper Salmon | 0 | 141.3 | 242.9 | 0 | 0 | 0 | 384.2
Replace Battery Bank (2026-2027) - Granite Canal | 138.8 | 44.2 | 0 | 0 | 0 | 0 | 183
Replace Battery Bank 1 - Powerhouse 1 (2031-2032) - Bay d'Espoir | 0 | 0 | 0 | 0 | 0 | 100 | 100
Replace Battery Bank 1 (2030-2031) - Cat Arm | 0 | 0 | 0 | 0 | 100 | 150 | 250
Replace Battery Bank 1 and 2 - Powerhouse 1 (2028-2029) - Bay d'Espoir | 0 | 0 | 200 | 300 | 0 | 0 | 500
Replace Battery Bank 1 and 2 (2028-2029) - Hinds Lake | 0 | 0 | 200 | 300 | 0 | 0 | 500
Replace Battery Bank 2 (2031-2032) - Upper Salmon | 0 | 0 | 0 | 0 | 0 | 100 | 100
Replace Controllers (2028-2030) - Granite Canal | 0 | 0 | 1250 | 1250 | 1250 | 0 | 3750
Replace Diesel Gensets (2027–2029) - Burnt Dam Spillway | 0 | 475.6 | 1409.1 | 107.4 | 0 | 0 | 1992.1
Replace Emergency Diesel Genset (2025-2027) - Cat Arm | 1487.3 | 0 | 0 | 0 | 0 | 0 | 1487.3
Replace Expansion Joint and Rock Scaling (2026-2027) - Paradise River | 516.9 | 230.4 | 0 | 0 | 0 | 0 | 747.3
Replace Gasoline Tank (2030-2031) - Cat Arm | 0 | 0 | 0 | 0 | 25 | 75 | 100
Replace Governor (2031-2032) - Hinds Lake | 0 | 0 | 0 | 0 | 0 | 500 | 500
Replace Hydraulic Lift Pump (2027-2028) - Burnt Dam | 0 | 89.3 | 160.7 | 0 | 0 | 0 | 250
Replace Hydraulic Lift Pump (2030-2032) - Paradise River | 0 | 0 | 0 | 0 | 250 | 500 | 750
Replace Hydraulic Lift Pump (2031-2033) - Upper Salmon | 0 | 0 | 0 | 0 | 0 | 250 | 250
Replace Rip Rap on LD-5 (2027) - Salmon River Spillway | 0 | 719.6 | 0 | 0 | 0 | 0 | 719.6
Replace Walkway to Toe of Dam (2026-2027) - Paradise River | 16.8 | 566.1 | 0 | 0 | 0 | 0 | 582.9
Section Replacement and Weld Refurbishment Penstock 2 - Bay d'Espoir | 0 | 0 | 0 | 15014.21 | 65480.1 | 0 | 80494.31
Section Replacement and Weld Refurbishment Penstock 3 - Bay d'Espoir | 14547.09 | 62755.71 | 816.47 | 0 | 0 | 0 | 78119.27
Stabilize Powerhouse Slope (2027) - Cat Arm | 0 | 1729.8 | 0 | 0 | 0 | 0 | 1729.8
Station Service Switchboard Replacement Powerhouse 1 (2028-2030) - Bay d'Espoir | 0 | 0 | 150 | 1000 | 500 | 0 | 1650
Supply and Install Runner - Unit 2 (2026-2028) - Cat Arm | 582.2 | 1634.6 | 2620.1 | 0 |  | 0 | 4836.9
Unit 7 Life Extension - Bay d'Espoir | 4924.85 | 13503.71 | 45840.38 | 1995.27 | 0 | 0 | 66264.21
Units 1-6 Spherical Valve Refurbishment (2028-2033) - Bay d'Espoir | 0 | 0 | 1500 | 1500 | 1500 | 1500 | 6000
Upgrade Excitation System (2026-2027) - Paradise River | 218.7 | 203.5 | 0 | 0 | 0 | 0 | 422.2
Upgrade Spherical Valve Controls (2026-2029) - Bay d'Espoir | 314.9 | 219.6 | 358.3 | 460.3 | 0 | 0 | 1353.1
USL 600V and 208V Panelboard Upgrade (2028-2029) - Upper Salmon | 0 | 0 | 100 | 140 | 0 | 0 | 240
Hydraulic Plant Total | 54319.36 | 170302.98 | 331961.12 | 353194.89 | 341636.02 | 183325.17 | 1434739.54
Thermal Plant
Install Plant Heating System (2028-2030) - Holyrood | 0 | 0 | 4887.3 | 6858.9 | 3354.9 | 0 | 15101.1
Overhaul Generator - Unit 3 (2027) - Holyrood | 0 | 3823.8 | 0 | 0 | 0 | 0 | 3823.8
Overhaul Major Pumps and Associated Motors (2027) - Holyrood | 0 | 3355.2 | 0 | 0 | 0 | 0 | 3355.2
Overhaul Major Pumps and Associated Motors (2028) - Holyrood | 0 | 0 | 930 | 0 | 0 | 0 | 930
Overhaul Major Pumps and Associated Motors (2029) - Holyrood | 0 | 0 | 0 | 420 | 0 | 0 | 420
Overhaul Marine Terminal Loading Arms (2027) - Holyrood | 0 | 831.1 | 0 | 0 | 0 | 0 | 831.1
Overhaul Turbine Valves - Unit 1 (2027) - Holyrood | 0 | 7973.1 | 0 | 0 | 0 | 0 | 7973.1
Overhaul Turbine Valves - Unit 2 (2029) - Holyrood | 0 | 0 | 0 | 8500 | 0 | 0 | 8500
Overhaul Turbine Valves - Unit 3 (2028) - Holyrood | 0 | 0 | 12000 | 0 | 0 | 0 | 12000
Perform Boiler Condition Assessment and Miscellaneous Upgrades (2027) - Holyrood | 0 | 10119.7 | 0 | 0 | 0 | 0 | 10119.7
Perform Boiler Condition Assessment and Miscellaneous Upgrades (2028) - Holyrood | 0 | 0 | 8500 | 0 | 0 | 0 | 8500
Perform Boiler Condition Assessment and Miscellaneous Upgrades (2029) - Holyrood | 0 | 0 | 0 | 7000 | 0 | 0 | 7000
Perform Level 2 Condition Assessment - Chemical Tanks (2031) - Holyrood | 0 | 0 | 0 | 0 | 0 | 350 | 350
Perform Level 2 Condition Assessment - Condenser and Condenser Tubes (2026-2027) - Holyrood | 577.3 | 51.7 | 0 | 0 | 0 | 0 | 629
Refurbish Stage II Cooling Water Sumps (2028) - Holyrood | 0 | 0 | 4719 | 0 | 0 | 0 | 4719
Refurbish Water Treatment Systems (2026-2027) - Holyrood | 524.5 | 936.3 | 0 | 0 | 0 | 0 | 1460.8
Replace Parts of Stage 1: 129 Vdc Batteries and Battery Chargers (2026-2027) - Holyrood | 229.1 | 100.1 | 0 | 0 | 0 | 0 | 329.2
Replace Two 129 V Chargers - Stage 2 (2029-2030) - Holyrood | 0 | 0 | 0 | 100 | 75 | 0 | 175
Thermal In-Service Failures (2027) | 0 | 3836.4 | 0 | 0 | 0 | 0 | 3836.4
Thermal In-Service Failures (2028) | 0 | 0 | 3881 | 0 | 0 | 0 | 3881
Thermal In-Service Failures (2029) | 0 | 0 | 0 | 3981 | 0 | 0 | 3981
Thermal In-Service Failures (2030) | 0 | 0 | 0 | 0 | 700 | 0 | 700
Upgrade Exciter and Transformer - Unit 3 (2029) - Holyrood | 0 | 0 | 0 | 4000 | 0 | 0 | 4000
Upgrade Fire System (2029) - Holyrood | 0 | 0 | 0 | 700 | 0 | 0 | 700
Thermal Plant Total | 1330.9 | 31027.4 | 34917.3 | 31559.9 | 4129.9 | 350 | 103315.4
Generation Total | 154201.79 | 424367.43 | 755771.08 | 713616.82 | 388915.02 | 185063.27 | 2621935.41
Transmission and Rural Operations
Distribution
Additions for Load - Cartwright (2024-2027) | 21.5 | 486.292 | 0 | 0 | 0 | 0 | 507.792
Additions for Load (2028) - Distribution System | 0 | 0 | 814.9037 | 0 | 0 | 0 | 814.9037
Additions for Load (2029) - Distribution System | 0 | 0 | 0 | 836.7514 | 0 | 0 | 836.7514
Additions for Load (2030) - Distribution System | 0 | 0 | 0 | 0 | 859.1849 | 0 | 859.1849
Additions for Load (2031) - Distribution System | 0 | 0 | 0 | 0 | 0 | 882.2198 | 882.2198
Battle Harbour Data Solutions Inc. - Non-Firm Service Connection (2026-2027) | 334.4 | 264.7 | 0 | 0 | 0 | 0 | 599.1
Construct Pole Storage Ramps (2027-2028) - Happy Valley | 0 | 58.9 | 336.6 | 0 | 0 | 0 | 395.5
Distribution Equipment SCADA Additions - Phase I (2027-2028) | 0 | 548.8 | 822 | 0 | 0 | 0 | 1370.8
Distribution Equipment SCADA Additions (2028-2029) | 0 | 0 | 562.8 | 832.6 | 0 | 0 | 1395.4
Distribution Equipment SCADA Additions (2029-2030) | 0 | 0 | 0 | 579.5 | 857.4 | 0 | 1436.9
Distribution Equipment SCADA Additions (2030-2031) | 0 | 0 | 0 | 0 | 595.3 | 880.7 | 1476
Distribution Equipment SCADA Additions (2031-2032) | 0 | 0 | 0 | 0 | 0 | 611.5 | 611.5
Distribution System In-Service Failures and Miscellaneous Upgrades (2027) | 0 | 6665.2 | 0 | 0 | 0 | 0 | 6665.2
Distribution System In-Service Failures and Miscellaneous Upgrades (2028) | 0 | 0 | 6914 | 0 | 0 | 0 | 6914
Distribution System In-Service Failures and Miscellaneous Upgrades (2029) | 0 | 0 | 0 | 7055 | 0 | 0 | 7055
Distribution System In-Service Failures and Miscellaneous Upgrades (2030) | 0 | 0 | 0 | 0 | 7181 | 0 | 7181
Distribution System In-Service Failures and Miscellaneous Upgrades (2031) | 0 | 0 | 0 | 0 | 0 | 7310 | 7310
Interconnection and Integration of the Puffin Wind Inc. Renewable Energy Project (2025-2027) - Ramea | 1246 | 32 | 0 | 0 | 0 | 0 | 1278
Line Extension and Upgrades for Maritime Resources (2026-2028) | 256.1 | 12.6 | 350.8 | 0 | 0 | 0 | 619.5
Provide Service Extensions (2027) | 0 | 5816.7 | 0 | 0 | 0 | 0 | 5816.7
Provide Service Extensions (2028) | 0 | 0 | 5998 | 0 | 0 | 0 | 5998
Provide Service Extensions (2029) | 0 | 0 | 0 | 6112 | 0 | 0 | 6112
Provide Service Extensions (2030) | 0 | 0 | 0 | 0 | 6216 | 0 | 6216
Provide Service Extensions (2031) | 0 | 0 | 0 | 0 | 0 | 6321 | 6321
Renew Distribution Feeders (2026-2027) | 1015.3 | 3053 | 0 | 0 | 0 | 0 | 4068.3
Renew Distribution Feeders (2027-2028) | 0 | 242.9 | 2432.7 | 0 | 0 | 0 | 2675.6
Renew Distribution Feeders (2028-2029) | 0 | 0 | 246.8 | 2402.7 | 0 | 0 | 2649.5
Renew Distribution Feeders (2029-2030) | 0 | 0 | 0 | 254.2 | 2474.1 | 0 | 2728.3
Renew Distribution Feeders (2030-2031) | 0 | 0 | 0 | 0 | 261.1 | 2541.5 | 2802.6
Renew Distribution Feeders (2031-2032) | 0 | 0 | 0 | 0 | 0 | 268.2 | 268.2
Replace T1 (2027-2029) - Burgeo | 0 | 309.9 | 499.8 | 1717.3 | 0 | 0 | 2527
Upgrade Distribution System - Belleoram Quarry (2026-2027) - English Harbour West | 2559.1 | 691.6 | 0 | 0 | 0 | 0 | 3250.7
Upgrade Distribution System (2026-2027) - Wiltondale | 408.7 | 952.7 | 0 | 0 | 0 | 0 | 1361.4
Upgrade Worst-Performing Distribution Feeders (2025-2027) | 6356.3 | 2529.8 | 0 | 0 | 0 | 0 | 8886.1
Upgrade Worst-Performing Distribution Feeders (2026-2027) | 756.3 | 3534.9 | 0 | 0 | 0 | 0 | 4291.2
Upgrade Worst-Performing Distribution Feeders (2027–2028) | 0 | 176.3 | 3388.8 | 0 | 0 | 0 | 3565.1
Upgrade Worst-Performing Distribution Feeders (2028-2029) | 0 | 0 | 179 | 3370.7 | 0 | 0 | 3549.7
Upgrade Worst-Performing Distribution Feeders (2029-2030) | 0 | 0 | 0 | 184.3 | 3471 | 0 | 3655.3
Upgrade Worst-Performing Distribution Feeders (2030-2031) | 0 | 0 | 0 | 0 | 189.3 | 3565.6 | 3754.9
Upgrade Worst-Performing Distribution Feeders (2031-2032) | 0 | 0 | 0 | 0 | 0 | 194.5 | 194.5
Distribution Total | 12953.7 | 25376.292 | 22546.2037 | 23345.0514 | 22104.3849 | 22575.2198 | 128900.8518
Generation
Additions for Load Growth - Unit 2065 Replacement and Fuel Storage Upgrades (2024-2027) - Rigolet | 3359.4 | 484.5 | 0 | 0 | 0 | 0 | 3843.9
Additions for Load Growth - Upgrade Fuel Storage (2027) - Cartwright | 0 | 442.7 | 0 | 0 | 0 | 0 | 442.7
Additions for Load Growth - Upgrade Fuel Storage (2030-2031) - Nain | 0 | 0 | 0 | 0 | 500 | 2500 | 3000
Additions for Load Growth (2028) - Isolated Generation Stations | 0 | 0 | 967.0515 | 0 | 0 | 0 | 967.0515
Additions for Load Growth (2029) - Isolated Generation Stations | 0 | 0 | 0 | 992.2 | 0 | 0 | 992.2
Additions for Load Growth (2030) - Isolated Generation Stations | 0 | 0 | 0 | 0 | 1015.4 | 0 | 1015.4
Additions for Load Growth (2031) - Isolated Generation Stations | 0 | 0 | 0 | 0 | 0 | 1039.2 | 1039.2
Diesel In-Service Failures (2027) | 0 | 1256.9 | 0 | 0 | 0 | 0 | 1256.9
Diesel In-Service Failures (2028) | 0 | 0 | 1279.1 | 0 | 0 | 0 | 1279.1
Diesel In-Service Failures (2029) | 0 | 0 | 0 | 1312.2 | 0 | 0 | 1312.2
Diesel In-Service Failures (2030) | 0 | 0 | 0 | 0 | 1343 | 0 | 1343
Diesel In-Service Failures (2031) | 0 | 0 | 0 | 0 | 0 | 1374.5 | 1374.5
Inspect Fuel Storage Tanks (2027-2028) - Makkovik | 0 | 187.5 | 2586.3 | 0 | 0 | 0 | 2773.8
Inspect Fuel Storage Tanks (2028-2029) - Black Tickle | 0 | 0 | 127.4 | 1766.3 | 0 | 0 | 1893.7
Inspect Fuel Storage Tanks (2029-2030) - Nain | 0 | 0 | 0 | 130.7 | 1807.8 | 0 | 1938.5
Inspect Fuel Storage Tanks (2031-2032) - Postville | 0 | 0 | 0 | 0 | 0 | 136.9 | 136.9
Interconnection and Integration of the Nain Wind Micro-Grid System | 0 | 233.3 | 1077.7 | 0 | 0 | 0 | 1311
Renew Diesel Units (2027) | 0 | 3642 | 0 | 0 | 0 | 0 | 3642
Renew Diesel Units (2028) | 0 | 0 | 2062 | 0 | 0 | 0 | 2062
Renew Diesel Units (2029) | 0 | 0 | 0 | 2101 | 0 | 0 | 2101
Renew Diesel Units (2030) | 0 | 0 | 0 | 0 | 2137 | 0 | 2137
Renew Diesel Units (2031) | 0 | 0 | 0 | 0 | 0 | 2173 | 2173
Replace Diesel Gensets (2025-2027) | 2148.8358 | 4074.7642 | 0 | 0 | 0 | 0 | 6223.6
Replace Diesel Gensets (2027-2029) | 0 | 224.9 | 258.5 | 2308.1 | 0 | 0 | 2791.5
Replace Diesel Gensets (2028-2030) | 0 | 0 | 300 | 300 | 2400 | 0 | 3000
Replace Diesel Gensets (2029-2031) | 0 | 0 | 0 | 550 | 550 | 4100 | 5200
Replace Diesel Gensets (2030-2032) | 0 | 0 | 0 | 0 | 550 | 550 | 1100
Replace Diesel Gensets (2031-2033) | 0 | 0 | 0 | 0 | 0 | 300 | 300
Replace Diesel Plant (2028-2031) - Rigolet | 0 | 0 | 5000 | 10000 | 10000 | 10000 | 35000
Generation Total | 5508.2358 | 10546.5642 | 13658.0515 | 19460.5 | 20303.2 | 22173.6 | 91650.1515
Metering
Purchase Meters and Metering Equipment (2027) | 0 | 737.6 | 0 | 0 | 0 | 0 | 737.6
Purchase Meters and Metering Equipment (2028) | 0 | 0 | 707.2 | 0 | 0 | 0 | 707.2
Purchase Meters and Metering Equipment (2029) | 0 | 0 | 0 | 721.6 | 0 | 0 | 721.6
Purchase Meters and Metering Equipment (2030) | 0 | 0 | 0 | 0 | 734.5 | 0 | 734.5
Purchase Meters and Metering Equipment (2031) | 0 | 0 | 0 | 0 | 0 | 747.7 | 747.7
Replace Metering and Instrument Transformers (2028-2030) | 0 | 0 | 2500 | 1500 | 1000 | 0 | 5000
Upgrade PLX Metering System (2026-2028) - Labrador East | 1188.8 | 485.8 | 494.3 | 0 | 0 | 0 | 2168.9
Metering Total | 1188.8 | 1223.4 | 3701.5 | 2221.6 | 1734.5 | 747.7 | 10817.5
Terminal Stations
Additions for Load Growth - Upgrade Terminal Station (2027-2030) - Jean Lake | 0 | 2830.2 | 10819.5 | 9447.8 | 4271.4 | 0 | 27368.9
Install Breaker Failure Protection (2027-2028) | 0 | 993.1 | 1523.7 | 0 | 0 | 0 | 2516.8
Install Breaker Failure Protection (2028-2029) - Hardwoods | 0 | 0 | 144.305 | 298.212 | 0 | 0 | 442.517
Install Breaker Failure Protection (2029-2030) - Wabush Terminal Station | 0 | 0 | 0 | 222.2629 | 458.7774 | 0 | 681.0402
Install Breaker Failure Protection (2031-2032) - Upper Salmon | 0 | 0 | 0 | 0 | 0 | 95.1963 | 95.1963
Install Fire Protection in 230 kV Stations (2027-2028) - Bottom Brook | 0 | 73.8 | 578.3 | 0 | 0 | 0 | 652.1
Perform Major Inspection - Synchronous Condenser 1 (2026-2027) - Wabush Terminal Station | 43 | 700.7 | 0 | 0 | 0 | 0 | 743.7
Perform Major Inspection - Synchronous Condenser 2 (2027-2028) - Wabush Terminal Station | 0 | 63.6 | 661.3 | 0 | 0 | 0 | 724.9
Perform Major Inspection - Synchronous Condenser 2 (2030-2031) - Wabush Terminal Station | 0 | 0 | 0 | 0 | 102.078 | 579.2064 | 681.2844
Perform Modified Major Inspection - Synchronous Condenser 1 (2029-2030) - Wabush Terminal Station | 0 | 0 |  | 104.9885 | 609.027 | 0 | 714.0155
Purchase Spare Generator Step Up Transformer (2023-2028) | 1014.2262 | 4313 | 6996.7988 | 0 | 0 | 0 | 12324.025
Renew Circuit Breakers (2026-2028) | 188.2 | 2250.1 | 1975.6 | 0 | 0 | 0 | 4413.9
Renew Circuit Breakers (2027-2029) | 0 | 130 | 168.9 | 1651.6 | 0 | 0 | 1950.5
Renew Circuit Breakers (2028-2030) | 0 | 0 | 909.3 | 329.7 | 1841.8 | 0 | 3080.8
Renew Circuit Breakers (2029-2031) | 0 | 0 | 0 | 1084.1 | 1241.1 | 1321.4 | 3646.6
Renew Circuit Breakers (2030-2032) | 0 | 0 | 0 | 0 | 1407.2996 | 1082.7146 | 2490.0142
Renew Circuit Breakers (2031-2033) | 0 | 0 | 0 | 0 | 0 | 1519.7001 | 1519.7001
Replace Circuit Breaker Reclosing Controllers (2027-2028) - Come by Chance | 0 | 69.1 | 107 | 0 | 0 | 0 | 176.1
Replace Circuit Breaker Reclosing Controllers (2028-2029) - HRD B3L18 | 0 | 0 | 58.8753 | 93.3101 | 0 | 0 | 152.1854
Replace Circuit Breaker Reclosing Controllers (2029-2030) - Indian River | 0 | 0 | 0 | 60.4301 | 95.7741 | 0 | 156.2041
Replace Circuit Breaker Reclosing Controllers (2030-2031) - Bear Cove | 0 | 0 | 0 | 0 | 62.0258 | 98.3032 | 160.329
Replace Disconnects (2026-2028) | 169.1 | 1694 | 631.6 | 0 | 0 | 0 | 2494.7
Replace Disconnects (2027-2029) | 0 | 140.1 | 834.9 | 601.9 | 0 | 0 | 1576.9
Replace Disconnects (2028-2030) | 0 | 0 | 230.2457 | 426.9536 | 578.8532 | 0 | 1236.0524
Replace Disconnects (2029-2031) | 0 | 0 | 0 | 250.0234 | 461.3832 | 609.1451 | 1320.5517
Replace Disconnects (2030-2032) | 0 | 0 | 0 | 0 | 298.9715 | 537.257 | 836.2284
Replace Disconnects (2031-2033) | 0 | 0 | 0 | 0 | 0 | 296.884 | 296.884
Replace Exciter Controller - SC1 and SC2 (2027-2028) - Wabush | 0 | 467.3 | 200.4 | 0 | 0 | 0 | 667.7
Replace Instrument Transformers (2026-2027) | 371.2 | 196.1 | 0 | 0 | 0 | 0 | 567.3
Replace Instrument Transformers (2027-2028) | 0 | 72 | 365.3 | 0 | 0 | 0 | 437.3
Replace Instrument Transformers (2028-2029) | 0 | 0 | 291.648 | 200.1483 | 0 | 0 | 491.7962
Replace Instrument Transformers (2029-2030) | 0 | 0 | 0 | 255.9932 | 175.253 | 0 | 431.2462
Replace Instrument Transformers (2030-2031) | 0 | 0 | 0 | 0 | 292.1265 | 194.751 | 486.8775
Replace Instrument Transformers (2031-2032) | 0 | 0 | 0 | 0 | 0 | 401.2008 | 401.2008
Replace Power Cables Synchronous Condensers 1 and 2 (2028-2029) - Wabush Terminal Station | 0 | 0 | 481.7399 | 1007.4428 | 0 | 0 | 1489.1827
Replace Protective Relays (2026-2027) | 616 | 1969.8 | 0 | 0 | 0 | 0 | 2585.8
Replace Protective Relays (2027-2028) | 0 | 700.1 | 2314.2 | 0 | 0 | 0 | 3014.3
Replace Protective Relays (2028-2029) | 0 | 0 | 1030.7499 | 1731.1932 | 0 | 0 | 2761.9431
Replace Protective Relays (2029-2030) | 0 | 0 | 0 | 792.9982 | 1330.4544 | 0 | 2123.4526
Replace Protective Relays (2030-2031) | 0 | 0 | 0 | 0 | 929.0242 | 1513.9653 | 2442.9895
Replace Protective Relays (2031-2032) | 0 | 0 | 0 | 0 | 0 | 1250.1684 | 1250.1684
Replace Switchgear (2028-2030) - Grand Falls Terminal Station | 0 | 0 | 141.05 | 435.5906 | 906.0853 |  | 1482.7259
Replace Switchgear Synchronous Condensers 1 and 2 (2028-2029) - Wabush Terminal Station | 0 | 0 | 1192.4149 | 2492.6949 | 0 | 0 | 3685.1097
Replace Terminal Station Battery Banks and Chargers (2026-2027) | 326.1 | 236.7 | 0 | 0 | 0 | 0 | 562.8
Replace Terminal Station Battery Banks and Chargers (2027-2028) | 0 | 26.1 | 182.4 | 0 | 0 | 0 | 208.5
Replace Terminal Station Battery Banks and Chargers (2028-2029) | 0 | 0 | 137.795 | 94.9364 | 0 | 0 | 232.7314
Replace Terminal Station Battery Banks and Chargers (2029-2030) | 0 | 0 | 0 | 158.5996 | 108.9596 | 0 | 267.5593
Replace Terminal Station Battery Banks and Chargers (2030-2031) | 0 | 0 | 0 | 0 | 113.5474 | 75.6983 | 189.2457
Replace Terminal Station Battery Banks and Chargers (2031-2032) | 0 | 0 | 0 | 0 | 0 | 409.4588 | 409.4588
Terminal Station In-Service Failures (2027) | 0 | 2203.3 | 0 | 0 | 0 | 0 | 2203.3
Terminal Station In-Service Failures (2028) | 0 | 0 | 2223.9 | 0 | 0 | 0 | 2223.9
Terminal Station In-Service Failures (2029) | 0 | 0 | 0 | 2289.2 | 0 | 0 | 2289.2
Terminal Station In-Service Failures (2030) | 0 | 0 | 0 | 0 | 2350.7 | 0 | 2350.7
Terminal Station In-Service Failures (2031) | 0 | 0 | 0 | 0 | 0 | 2413.8 | 2413.8
Upgrade Data Alarm Systems (2029-2030) - Springdale | 0 | 0 | 0 | 18.9873 | 35.5552 | 0 | 54.5425
Upgrade Power Transformers (2026–2027) | 1705 | 401.8 | 0 | 0 | 0 | 0 | 2106.8
Upgrade Power Transformers (2027–2028) | 0 | 518.1 | 766.2 | 0 | 0 | 0 | 1284.3
Upgrade Power Transformers (2028-2029) | 0 | 0 | 86.9 | 2561 |  | 0 | 2647.9
Upgrade Power Transformers (2029-2030) | 0 | 0 | 0 | 69.8963 | 1980.3766 | 0 | 2050.2729
Upgrade Power Transformers (2030-2031) | 0 | 0 | 0 | 0 | 51.9032 | 1061.5306 | 1113.4338
Upgrade Power Transformers (2031-2032) | 0 | 0 | 0 | 0 | 0 | 53.3 | 53.3
Upgrade Terminal Station for Mobile Substation (2026-2027) - St. Anthony Diesel | 66.1 | 328.6 | 0 | 0 | 0 | 0 | 394.7
Upgrade Terminal Station for Mobile Substation (2027-2028) - Glenburnie | 0 | 78.2 | 330.2 | 0 | 0 | 0 | 408.4
Upgrade Terminal Station for Mobile Substation (2028-2029) - Roddickton | 0 | 0 | 89.6083 | 536.2218 | 0 | 0 | 625.83
Upgrade Terminal Station for Mobile Substation (2029-2030) - Grandy Brook | 0 | 0 | 0 | 94.6786 | 565.187 | 0 | 659.8656
Upgrade Transformers (2028-2030) - Sunnyside and Stony Brook | 0 | 0 | 392.4 | 5218.4 | 28593.6 | 0 | 34204.4
Terminal Stations Total | 4498.9262 | 20455.8 | 35867.2306 | 32529.2615 | 48861.2621 | 13513.6799 | 155726.1604
Tools and Equipment
Replace Heavy-Duty Mobile Equipment (2026-2028) | 173.8 | 1809.7 | 2112.2 | 0 | 0 | 0 | 4095.7
Replace Heavy-Duty Mobile Equipment (2027-2028) | 0 | 1996.2 | 579.3 | 0 | 0 | 0 | 2575.5
Replace Light-Duty Mobile Equipment (2027) | 0 | 1542 | 0 | 0 | 0 | 0 | 1542
Replace Mobile Equipment (2025-2027) | 2028.2 | 3202.3 | 0 | 0 | 0 | 0 | 5230.5
Tools and Equipment Total | 2202 | 8550.2 | 2691.5 | 0 | 0 | 0 | 13443.7
Transmission
L23/24 Steel-Tower Transmission Line Renewal (2026-2029) | 576.2 | 2735.3 | 2539.1 | 2726.8 | 0 | 0 | 8577.4
Procurement of Lidar for Digitization of Transmission Lines (2027) | 0 | 500 | 0 | 0 | 0 | 0 | 500
Refurbish Aluminum Towers (2027-2028) - TL212 | 0 | 165.7 | 2591.3 | 0 | 0 | 0 | 2757
Refurbish Steel Towers (2029-2030) - TL202/TL206 | 0 |  |  | 160 | 2150 | 0 | 2310
Relocate Section of Line (2026-2028) - TL220 | 79.7 | 2970.7 | 1041 | 0 | 0 | 0 | 4091.4
Renew Self-Supporting Foundation (2029-2030) - TL212 | 0 | 0 | 0 | 100 | 400 | 0 | 500
TL210 Modification - New Found Gold (2026–2027) | 696.1 | 3854.1 | 0 | 0 | 0 | 0 | 4550.2
Transmission In-Service Failures (2027) | 0 | 194.5 | 0 | 0 | 0 | 0 | 194.5
Transmission In-Service Failures (2028) | 0 | 0 | 198.7 | 0 | 0 | 0 | 198.7
Transmission In-Service Failures (2029) | 0 | 0 | 0 | 206 | 0 | 0 | 206
Transmission In-Service Failures (2030) | 0 | 0 | 0 | 0 | 213.1 | 0 | 213.1
Transmission In-Service Failures (2031) | 0 | 0 | 0 | 0 | 0 | 220.5 | 220.5
Wood Pole Line Management (2027) | 0 | 7998 | 0 | 0 | 0 | 0 | 7998
Wood Pole Line Management (2028) | 0 | 0 | 8451 | 0 | 0 | 0 | 8451
Wood Pole Line Management (2029) | 0 | 0 | 0 | 8100 | 0 | 0 | 8100
Wood Pole Line Management (2030) | 0 | 0 | 0 | 0 | 8629 | 0 | 8629
Wood Pole Line Management (2031) | 0 | 0 | 0 | 0 | 0 | 10060 | 10060
Transmission Total | 1352 | 18418.3 | 14821.1 | 11292.8 | 11392.1 | 10280.5 | 67556.8
Transmission and Rural Operations Total | 27703.662 | 84570.5562 | 93285.5858 | 88849.2129 | 104395.447 | 69290.6997 | 468095.1637
Total Capital Plan | 196284.381 | 545598.3432 | 896493.7821 | 846942.8592 | 526393.9584 | 289234.3605 | 3300947.6843
1 Numbers may not add due to rounding.
CHECK COLUMNS | 196284.381 | 545598.3432 | 896493.7821 | 846942.8592 | 526393.9584 | 289234.3605 | 3300947.6843